## full results
Installed capacity | TECHNOLOGY | Name | Cost | Losses | Length | Total_Cost | Annual heat (GWh) | Capacity | Capcost | Source type | Ratio
0.18657 | S100 | Coop Konsum Gubbängen | 4360.1513 | 132.5298 | 2.019 | 10574997.9 | 1.6343 | 0.18657 | 43601.5127 | supermarket | 1
0.18657 | S101 | ICA Riddaren | 3383.1642 | 79.1028 | 1.2051 | 6311875.92 | 1.6343 | 0.18657 | 33831.6416 | supermarket | 1
0.18657 | S102 | ICA Kvantum Liljeholmen | 4056.827 | 275.0762 | 4.1907 | 21949259.11 | 1.6343 | 0.18657 | 40568.2699 | supermarket | 1
0.37313 | S103 | Willys Liljeholmen | 2649.0909 | 291.3693 | 4.2507 | 28665546.78 | 3.2687 | 0.37313 | 26490.9087 | supermarket | 1
0.37313 | S104 | Hemköp Stockholm City | 2756.3607 | 167.265 | 2.4402 | 16455891.22 | 3.2687 | 0.37313 | 27563.607 | supermarket | 1
0.37313 | S106 | Stora Coop Bromma Blocks | 3991.7739 | 317.932 | 4.6382 | 31278837.92 | 3.2687 | 0.37313 | 39917.7394 | supermarket | 1
0.18657 | S108 | Coop Brommaplan | 4747.7295 | 222.0161 | 3.3823 | 17715415.56 | 1.6343 | 0.18657 | 47477.2951 | supermarket | 1
0.18657 | S110 | Coop Odengatan | 3610.9668 | 75.9862 | 1.1576 | 6063192.93 | 1.6343 | 0.18657 | 36109.6682 | supermarket | 1
0.18657 | S110 | Coop Odengatan | 3761.4108 | 26.384 | 0.40195 | 2105268.05 | 1.6343 | 0.18657 | 37614.1077 | supermarket | 1
0.18657 | S111 | Hemköp Karlbergsvägen | 4048.7921 | 75.7328 | 1.1538 | 6042975.64 | 1.6343 | 0.18657 | 40487.9209 | supermarket | 1
0.18657 | S112 | ICA Mathörnan | 4220.5601 | 128.2868 | 1.9544 | 10236437.08 | 1.6343 | 0.18657 | 42205.6009 | supermarket | 1
0.18657 | S114 | Hemköp Sköndal | 3071.3162 | 78.9925 | 1.2034 | 6303076.7 | 1.6343 | 0.18657 | 30713.1617 | supermarket | 1
0.18657 | S115 | Matdax Högdalen | 2607.0755 | 91.4352 | 1.393 | 7295923.09 | 1.6343 | 0.18657 | 26070.7549 | supermarket | 1
0.18657 | S116 | ICA Supermarket Högdalen | 2648.5044 | 117.6584 | 1.7925 | 9388358.93 | 1.6343 | 0.18657 | 26485.0443 | supermarket | 1
0.18657 | S117 | Coop Konsum | 1673.0534 | 7.8236 | 0.11919 | 624273.91 | 1.6343 | 0.18657 | 16730.5342 | supermarket | 1
0.18657 | S118 | Coop Konsum Bagarmossen | 4702.7992 | 725.7198 | 11.0561 | 57907625.01 | 1.6343 | 0.18657 | 47027.9921 | supermarket | 1
0.18657 | S119 | Coop Konsum Hammarbyhöden | 4410.8896 | 216.5779 | 3.2995 | 17281477.37 | 1.6343 | 0.18657 | 44108.8963 | supermarket | 1
0.18657 | S11 | Coop Storsjövägen | 2645.8987 | 105.1697 | 1.6022 | 8391846.19 | 1.6343 | 0.18657 | 26458.987 | supermarket | 1
0.18657 | S120 | ICA Kvantum Skärholmen | 3815.9957 | 383.6586 | 5.8449 | 30613410.04 | 1.6343 | 0.18657 | 38159.9566 | supermarket | 1
0.18657 | S121 | Lidl Skärholmen | 3775.932 | 450.2595 | 6.8595 | 35927725.69 | 1.6343 | 0.18657 | 37759.3204 | supermarket | 1
0.37313 | S123 | Willys S:t Eriksgatan | 4262.6802 | 161.6708 | 2.3585 | 15905529.42 | 3.2687 | 0.37313 | 42626.8021 | supermarket | 1
0.18657 | S124 | Picard Sveavägen | 5181.8475 | 60.5792 | 0.9229 | 4833814.86 | 1.6343 | 0.18657 | 51818.475 | supermarket | 1
0.18657 | S125 | Picard Karlavägen | 3662.5587 | 196.9614 | 3.0006 | 15716209.66 | 1.6343 | 0.18657 | 36625.5873 | supermarket | 1
0.18657 | S126 | ICA Kvantum Värtan | 4772.1198 | 189.6832 | 2.8897 | 15135460.51 | 1.6343 | 0.18657 | 47721.1979 | supermarket | 1
0.18657 | S127 | Hemköp Birger Jarlsgatan | 3220.1361 | 52.7037 | 0.80292 | 4205403.22 | 1.6343 | 0.18657 | 32201.3606 | supermarket | 1
0.18657 | S128 | Hemköp Torsplan | 2692.2699 | 56.6539 | 0.8631 | 4520604.18 | 1.6343 | 0.18657 | 26922.6988 | supermarket | 1
0.093284 | S129 | ICA Nära Bandhagen | 2963.6234 | 18.0682 | 0.29239 | 1105830.07 | 0.81716 | 0.093284 | 29636.2342 | supermarket | 1
0.18657 | S12 | Coop Rådmansgatan | 4490.1671 | 104.9859 | 1.5994 | 8377180.8 | 1.6343 | 0.18657 | 44901.6715 | supermarket | 1
0.18657 | S130 | ICA Supermarket Hammarby Alle | 942.4348 | 11.0177 | 0.16785 | 879137.31 | 1.6343 | 0.18657 | 9424.3483 | supermarket | 1
0.18657 | S131 | ICA Kvantum Farsta | 5364.7839 | 439.0246 | 6.6884 | 35031251.81 | 1.6343 | 0.18657 | 53647.8388 | supermarket | 1
0.18657 | S132 | Lidl S:t Eriksgatan | 3008.6119 | 161.7941 | 2.4649 | 12910093.45 | 1.6343 | 0.18657 | 30086.119 | supermarket | 1
0.18657 | S133 | MatDax Hagsätra | 3312.3582 | 325.2784 | 4.9555 | 25955056.02 | 1.6343 | 0.18657 | 33123.5823 | supermarket | 1
0.18657 | S138 | Picard Götgatan | 4828.6052 | 169.3486 | 2.58 | 13512893.02 | 1.6343 | 0.18657 | 48286.0521 | supermarket | 1
0.37313 | S13 | Stora Coop Västberga | 2155.2625 | 130.7884 | 1.908 | 12867243.83 | 3.2687 | 0.37313 | 21552.625 | supermarket | 1
0.18657 | S140 | Coop Renstiernas Gata | 4473.5742 | 219.6557 | 3.3464 | 17527070.11 | 1.6343 | 0.18657 | 44735.7423 | supermarket | 1
0.18657 | S142 | Lidl Rågsvedsvägen | 4434.1933 | 228.0898 | 3.4749 | 18200054.09 | 1.6343 | 0.18657 | 44341.9326 | supermarket | 1
0.18657 | S143 | KTH T-Snabben | 3142.2114 | 51.4283 | 0.78349 | 4103635.92 | 1.6343 | 0.18657 | 31422.1141 | supermarket | 1
0.18657 | S144 | Hemköp Basgränd | 2378.4057 | 22.2441 | 0.33888 | 1774930.31 | 1.6343 | 0.18657 | 23784.0568 | supermarket | 1
0.37313 | S145 | Willys Hemma Torsplan | 2500.8918 | 66.396 | 0.96862 | 6532182.59 | 3.2687 | 0.37313 | 25008.9178 | supermarket | 1
0.18657 | S148 | Netto Skärholmen | 3836.4177 | 385.7118 | 5.8762 | 30777243.32 | 1.6343 | 0.18657 | 38364.1766 | supermarket | 1
0.18657 | S149 | Lidl Vantörsvägen | 3416.612 | 55.9194 | 0.85191 | 4461995.04 | 1.6343 | 0.18657 | 34166.12 | supermarket | 1
0.18657 | S14 | ICA Supermarket Årsta | 4640.0706 | 596.6998 | 9.0905 | 47612683.59 | 1.6343 | 0.18657 | 46400.7062 | supermarket | 1
0.18657 | S150 | ICA Supermarket Tellusborgsvägen | 2209.9072 | 51.6705 | 0.78718 | 4122962.83 | 1.6343 | 0.18657 | 22099.0721 | supermarket | 1
0.18657 | S151 | Coop Konsum Lugnets Alle | 2783.3308 | 71.5857 | 1.0906 | 5712061.77 | 1.6343 | 0.18657 | 27833.3082 | supermarket | 1
0.18657 | S152 | Hemköp Djurgårdsstaden | 4672.534 | 54.625 | 0.83219 | 4358708.84 | 1.6343 | 0.18657 | 46725.3404 | supermarket | 1
0.18657 | S153 | Hemköp Gullmarsplan | 1595.8507 | 22.3878 | 0.34107 | 1786400.73 | 1.6343 | 0.18657 | 15958.5069 | supermarket | 1
0.18657 | S154 | Lidl Östermalm | 3973.5077 | 222.9738 | 3.3969 | 17791832.68 | 1.6343 | 0.18657 | 39735.0774 | supermarket | 1
0.18657 | S157 | Lidl Hanstavägen | 3813.5889 | 320.9999 | 4.8903 | 25613666.89 | 1.6343 | 0.18657 | 38135.8891 | supermarket | 1
0.18657 | S158 | Goodstore | 4389.9733 | 236.0795 | 3.5966 | 18837579.18 | 1.6343 | 0.18657 | 43899.7325 | supermarket | 1
0.18657 | S159 | ICA Kvantum Kungsholmen | 2053.0313 | 9.6005 | 0.14626 | 766056.74 | 1.6343 | 0.18657 | 20530.3126 | supermarket | 1
0.18657 | S15 | ICA Supermarket Sandsborg | 3953.8944 | 305.0757 | 4.6477 | 24343016.19 | 1.6343 | 0.18657 | 39538.9441 | supermarket | 1
0.18657 | S160 | Coop Hötorget | 3707.7955 | 147.3782 | 2.2452 | 11759803.67 | 1.6343 | 0.18657 | 37077.9547 | supermarket | 1
0.093284 | S161 | ICA Nära Karlaplan | 4578.3495 | 244.2361 | 3.9524 | 14947975.25 | 0.81716 | 0.093284 | 45783.4948 | supermarket | 1
0.18657 | S162 | Coop Erik Dahlbergsgatan | 3800.6429 | 222.1599 | 3.3845 | 17726885.99 | 1.6343 | 0.18657 | 38006.4286 | supermarket | 1
0.093284 | S163 | ICA Nära Abrahamsberg | 3968.3041 | 84.6771 | 1.3703 | 5182488.68 | 0.81716 | 0.093284 | 39683.0406 | supermarket | 1
0.18657 | S165 | ICA Gärdet | 5326.7079 | 298.9088 | 4.5538 | 23850940.26 | 1.6343 | 0.18657 | 53267.079 | supermarket | 1
0.093284 | S166 | ICA Nära Roslagstull | 3757.9705 | 68.7333 | 1.1123 | 4206685.09 | 0.81716 | 0.093284 | 37579.7054 | supermarket | 1
0.18657 | S167 | ICA Banér | 3683.1038 | 344.463 | 5.2478 | 27485860.08 | 1.6343 | 0.18657 | 36831.038 | supermarket | 1
0.18657 | S168 | Coop Järntorget | 3921.4339 | 293.4023 | 4.4699 | 23411554.92 | 1.6343 | 0.18657 | 39214.3391 | supermarket | 1
0.093284 | S170 | Coop Nära S:t Eriksplan | 5322.4886 | 186.5844 | 3.0194 | 11419522.99 | 0.81716 | 0.093284 | 53224.8863 | supermarket | 1
0.18657 | S174 | Coop Grindsgatan | 5090.9688 | 249.9702 | 3.8082 | 19945967.86 | 1.6343 | 0.18657 | 50909.6885 | supermarket | 1
0.18657 | S176 | ICA Gillet | 3225.4762 | 196.0811 | 2.9872 | 15645972.94 | 1.6343 | 0.18657 | 32254.7623 | supermarket | 1
0.18657 | S177 | Coop Södra Station | 3453.5252 | 218.0193 | 3.3214 | 17396495.86 | 1.6343 | 0.18657 | 34535.2523 | supermarket | 1
0.18657 | S179 | Coop Nytorgsgatan | 4034.03 | 226.37 | 3.4487 | 18062827.97 | 1.6343 | 0.18657 | 40340.3 | supermarket | 1
0.093284 | S181 | ICA Nära Årsta | 4620.3131 | 176.0533 | 2.849 | 10774988.09 | 0.81716 | 0.093284 | 46203.1308 | supermarket | 1
0.18657 | S182 | Coop Kristineberg | 2932.0195 | 34.2772 | 0.5222 | 2735093.86 | 1.6343 | 0.18657 | 29320.1947 | supermarket | 1
0.093284 | S185 | ICA Nära Humlegården | 5149.4211 | 94.183 | 1.5241 | 5764279.57 | 0.81716 | 0.093284 | 51494.2106 | supermarket | 1
0.18657 | S186 | Lilla Coop Garnisonen | 4648.4468 | 326.0601 | 4.9674 | 26017436.3 | 1.6343 | 0.18657 | 46484.4679 | supermarket | 1
0.18657 | S18 | ICA Kvantum Åkermyntan | 4714.158 | 165.3347 | 2.5188 | 13192611.57 | 1.6343 | 0.18657 | 47141.5802 | supermarket | 1
0.093284 | S190 | ICA Nära Aspudden | 3497.9568 | 149.2813 | 2.4158 | 9136458 | 0.81716 | 0.093284 | 34979.5683 | supermarket | 1
0.093284 | S192 | Coop Nära Stadion | 5009.6476 | 152.7109 | 2.4712 | 9346361.09 | 0.81716 | 0.093284 | 50096.4758 | supermarket | 1
0.18657 | S194 | Coop Centralen | 3368.2527 | 204.7607 | 3.1195 | 16338545.63 | 1.6343 | 0.18657 | 33682.527 | supermarket | 1
0.093284 | S195 | ICA Nära Ynglingagatan | 3563.8781 | 119.5029 | 1.9339 | 7313931.75 | 0.81716 | 0.093284 | 35638.7807 | supermarket | 1
0.12557 | S199 | Kärrtorps skridskobana | 4440.1779 | 460.7719 | 7.1593 | 33605456.27 | 1.3 | 0.1484 | 44401.7793 | Ice rink | 0.84615
0.18657 | S19 | Lidl Åkermyntan | 4783.3793 | 123.0258 | 1.8742 | 9816640.48 | 1.6343 | 0.18657 | 47833.793 | supermarket | 1
0.18657 | S1 | Hemköp Älvsjöhallen | 2837.5578 | 287.9338 | 4.4473 | 23293393.85 | 1.6343 | 0.18657 | 28375.5777 | supermarket | 1
0.12557 | S201 | Götatranebergs ishall | 4698.0823 | 47.7976 | 0.74266 | 3486020 | 1.3 | 0.1484 | 46980.8234 | Ice rink | 0.84615
0.12557 | S204 | Mälarhöjdens ishall | 5384.4714 | 219.1233 | 3.4047 | 15981307.74 | 1.3 | 0.1484 | 53844.7138 | Ice rink | 0.84615
0.12557 | S205 | Segeltorpshallen ishall | 151.4731 | 316.3643 | 4.6153 | 31124607.15 | 1.3 | 0.1484 | 1514.7309 | Ice rink | 0.84615
0.12557 | S206 | Gubbängen bandyhall | 198.2954 | 368.1392 | 5.3706 | 36218336.53 | 1.3 | 0.1484 | 1982.9539 | Ice rink | 0.84615
0.12557 | S207 | Hovet | 2921.2977 | 160.4926 | 2.4937 | 11705199.53 | 1.3 | 0.1484 | 29212.9766 | Ice rink | 0.84615
0.37313 | S20 | Stora Coop Vinsta | 5079.3894 | 385.2924 | 5.6209 | 37905905.83 | 3.2687 | 0.37313 | 50793.8939 | supermarket | 1
0.12557 | S210 | Danicahallen | 4885.4977 | 178.9356 | 2.7802 | 13050302.15 | 1.3 | 0.1484 | 48854.9773 | Ice rink | 0.84615
0.12557 | S212 | Ericsson Globe | 2971.0272 | 163.2247 | 2.5361 | 11904458.34 | 1.3 | 0.1484 | 29710.2721 | Ice rink | 0.84615
11.4155 | S214 | TeliaSonera LJHN2 | 100.0075 | 475.769 | 6.9408 | 46807186.49 | 100 | 11.4155 | 1000.0755 | Data center | 1
11.4155 | S216 | TeliaSonera HDN/I | 135.723 | 866.1551 | 12.6359 | 85214224.32 | 100 | 11.4155 | 1357.2302 | Data center | 1
11.4155 | S216 | TeliaSonera HDN/I | 148.9113 | 241.8996 | 3.529 | 23798611.49 | 100 | 11.4155 | 1489.1131 | Data center | 1
11.4155 | S219 | Lajka | 93.9741 | 326.6765 | 4.7657 | 32139144.89 | 100 | 11.4155 | 939.7411 | Data center | 1
0.18657 | S21 | Coop Rådhuset Kungsholmsgatan | 634.3257 | 2.9663 | 0.04519 | 236688.8 | 1.6343 | 0.18657 | 6343.2573 | supermarket | 1
11.4155 | S220 | Stockholm 2 | 172.5769 | 360.4414 | 5.2583 | 35461007.47 | 100 | 11.4155 | 1725.769 | Data center | 1
11.4155 | S221 | IP-Only Stockholm Gärdet | 107.3072 | 286.3757 | 4.1778 | 28174260.72 | 100 | 11.4155 | 1073.0718 | Data center | 1
11.4155 | S222 | Teknik i Media Datacenter | 86.518 | 220.8557 | 3.222 | 21728263.95 | 100 | 11.4155 | 865.18 | Data center | 1
11.4155 | S223 | Teracom DC | 93.594 | 1020.8348 | 14.8925 | 100431953.27 | 100 | 11.4155 | 935.9403 | Data center | 1
11.4155 | S224 | Equinix Stockholm | 79.983 | 306.2605 | 4.4679 | 30130570.56 | 100 | 11.4155 | 799.8297 | Data center | 1
11.4155 | S225 | Verizon Stockholm | 100.0399 | 394.1309 | 5.7498 | 38775451.81 | 100 | 11.4155 | 1000.3987 | Data center | 1
11.4155 | S226 | DigiPlex Stockholm 1 | 176.9616 | 492.7988 | 7.1892 | 48482616.92 | 100 | 11.4155 | 1769.6155 | Data center | 1
11.4155 | S227 | IP-Only Stockholm Hammarby | 33.9567 | 7.8802 | 0.11496 | 775267.6 | 100 | 11.4155 | 339.5672 | Data center | 1
11.4155 | S228 | Portlane Sickla | 30.9731 | 68.2838 | 0.99616 | 6717906.95 | 100 | 11.4155 | 309.7309 | Data center | 1
11.4155 | S229 | High Sec Hosting | 54.521 | 44.2834 | 0.64603 | 4356699.12 | 100 | 11.4155 | 545.2098 | Data center | 1
11.4155 | S230 | IP-Only Stockholm Järfälla | 151.3144 | 193.1312 | 2.8175 | 19000665.33 | 100 | 11.4155 | 1513.1439 | Data center | 1
11.4155 | S231 | NSC DC02 | 46.9077 | 81.6422 | 1.191 | 8032139.26 | 100 | 11.4155 | 469.0769 | Data center | 1
11.4155 | S233 | Conapto Stockholm North | 127.2272 | 900.5115 | 13.1371 | 88594285.9 | 100 | 11.4155 | 1272.272 | Data center | 1
11.4155 | S234 | IP-Only Stockholm Sätra | 167.4031 | 466.1806 | 6.8009 | 45863863.29 | 100 | 11.4155 | 1674.031 | Data center | 1
11.4155 | S235 | FULLIPCOM-sweden | 150.5163 | 227.0421 | 3.3122 | 22336892.17 | 100 | 11.4155 | 1505.1629 | Data center | 1
11.4155 | S236 | Interoute Stockholm | 89.6324 | 364.0092 | 5.3104 | 35812022.38 | 100 | 11.4155 | 896.3238 | Data center | 1
11.4155 | S237 | TelecityGroup Stockholm2 | 76.1695 | 247.4677 | 3.6102 | 24346410.64 | 100 | 11.4155 | 761.6948 | Data center | 1
11.4155 | S238 | TelecityGroup Stockholm3 | 77.7407 | 54.1227 | 0.78957 | 5324704.64 | 100 | 11.4155 | 777.4069 | Data center | 1
11.4155 | S239 | Conapto Stockholm South | 112.2814 | 442.9617 | 6.4622 | 43579534.84 | 100 | 11.4155 | 1122.8139 | Data center | 1
0.18657 | S23 | Coop Farsta Strand | 4727.7375 | 353.73 | 5.3889 | 28225309.65 | 1.6343 | 0.18657 | 47277.3751 | supermarket | 1
11.4155 | S240 | Portlane Västberga | 124.0095 | 187.0586 | 2.7289 | 18403231.79 | 100 | 11.4155 | 1240.0947 | Data center | 1
11.4155 | S241 | Avania Stockholm STO-01 | 80.1849 | 334.4902 | 4.8797 | 32907871 | 100 | 11.4155 | 801.8487 | Data center | 1
11.4155 | S242 | GTT Stockholm | 89.6324 | 364.0092 | 5.3104 | 35812022.38 | 100 | 11.4155 | 896.3238 | Data center | 1
11.4155 | S243 | Sungard Stockholm Nord | 107.7509 | 325.0677 | 4.7423 | 31980867.84 | 100 | 11.4155 | 1077.5092 | Data center | 1
11.4155 | S244 | Verizon Stockholm | 100.0399 | 394.1309 | 5.7498 | 38775451.81 | 100 | 11.4155 | 1000.3987 | Data center | 1
2.0548 | S245 | Bromma reningsverk | 628.6906 | 341.399 | 4.9805 | 33587578.95 | 18 | 2.0548 | 6286.9058 | Sewage treatment | 1
2.0548 | S246 | Henriksdals reningsverk | 476.2285 | 258.6073 | 3.7727 | 25442346.06 | 18 | 2.0548 | 4762.2853 | Sewage treatment | 1
2.0548 | S246 | Tensta | 7365.9829 | 243.1701 | 3.8327 | 16649139.53 | 1.1 | 0.12557 | 73659.8294 | subway station | 16.3636
0.12557 | S249 | Aspudden | 3088.7665 | 164.282 | 2.5893 | 11247905.25 | 1.1 | 0.12557 | 30887.6646 | subway station | 1
0.12557 | S249 | Zinkensdamm | 9991.03 | 91.6194 | 1.444 | 6272906.99 | 1.1 | 0.12557 | 99910.3004 | subway station | 1
0.18657 | S24 | Caspian Foodstore | 4382.0272 | 225.4064 | 3.434 | 17985939.51 | 1.6343 | 0.18657 | 43820.2718 | supermarket | 1
0.1484 | S251 | Bergshamra | 1667.2127 | 9.1732 | 0.14458 | 628059.59 | 1.1 | 0.12557 | 16672.1273 | subway station | 1.1818
0.1484 | S252 | Danderyds sjukhus | 3245.8642 | 53.5772 | 0.84444 | 3668271.14 | 1.1 | 0.12557 | 32458.6416 | subway station | 1.1818
0.12557 | S258 | Hallonbergen | 2631.0418 | 67.5558 | 1.0648 | 4625347.42 | 1.1 | 0.12557 | 26310.4178 | subway station | 1
0.18657 | S25 | Kista Grossen | 4195.8022 | 343.3615 | 5.231 | 27397972.58 | 1.6343 | 0.18657 | 41958.0215 | supermarket | 1
0.1484 | S261 | Husby | 4953.4191 | 118.1015 | 1.8614 | 8086060.89 | 1.1 | 0.12557 | 49534.1912 | subway station | 1.1818
0.126 | S262 | Huvudsta | 5371.227 | 167.4671 | 2.6395 | 11465975.46 | 1.1 | 0.12557 | 53712.2701 | subway station | 1.0034
0.126 | S263 | Hötorget (tidigare Kungsgatan) | 4434.8825 | 138.2732 | 2.1793 | 9467157.77 | 1.1 | 0.12557 | 44348.8246 | subway station | 1.0034
0.126 | S265 | Kungsträdgården | 4976.217 | 282.9229 | 4.4592 | 19370890.38 | 1.1 | 0.12557 | 49762.17 | subway station | 1.0034
0.1484 | S266 | Kymlinge | 4474.6292 | 410.3308 | 6.4673 | 28094133.34 | 1.1 | 0.12557 | 44746.2924 | subway station | 1.1818
0.18657 | S26 | Coop Kista | 4248.6396 | 298.0161 | 4.5402 | 23779708.42 | 1.6343 | 0.18657 | 42486.3957 | supermarket | 1
0.126 | S271 | Midsommarkransen | 4941.5163 | 217.5096 | 3.4282 | 14892240.8 | 1.1 | 0.12557 | 49415.1627 | subway station | 1.0034
0.126 | S272 | Mälarhöjden | 4928.1121 | 117.4981 | 1.8519 | 8044749.2 | 1.1 | 0.12557 | 49281.121 | subway station | 1.0034
0.126 | S273 | Mörby centrum | 5014.611 | 36.7878 | 0.57982 | 2518754.4 | 1.1 | 0.12557 | 50146.1103 | subway station | 1.0034
0.126 | S277 | Rissne | 5331.9788 | 293.3707 | 4.6239 | 20086221.47 | 1.1 | 0.12557 | 53319.7879 | subway station | 1.0034
0.18657 | S27 | ICA Kvantum Kista Galleria | 4047.9747 | 321.7994 | 4.9025 | 25677461.32 | 1.6343 | 0.18657 | 40479.7467 | supermarket | 1
11.4 | S281 | Skanstull | 4532.6883 | 116.3834 | 1.8343 | 7968424.6 | 1.1 | 0.12557 | 45326.8828 | subway station | 90.7855
11.4 | S283 | Skärholmen | 4746.1155 | 443.931 | 6.9969 | 30394643.77 | 1.1 | 0.12557 | 47461.155 | subway station | 90.7855
0.126 | S286 | Solna centrum | 3406.3815 | 56.2267 | 0.8862 | 3849677.75 | 1.1 | 0.12557 | 34063.8152 | subway station | 1.0034
0.126 | S287 | Solna strand (tidigare Vreten) | 2793.0637 | 46.1031 | 0.72664 | 3156544.62 | 1.1 | 0.12557 | 27930.6372 | subway station | 1.0034
0.126 | S288 | Stadion | 4606.2665 | 143.6167 | 2.2636 | 9833011.82 | 1.1 | 0.12557 | 46062.665 | subway station | 1.0034
0.18657 | S28 | Hemköp Sjövikshallen | 2296.0093 | 85.8939 | 1.3086 | 6853761.79 | 1.6343 | 0.18657 | 22960.093 | supermarket | 1
0.126 | S290 | Sundbybergs centrum | 3563.703 | 137.2549 | 2.1633 | 9397436.12 | 1.1 | 0.12557 | 35637.0305 | subway station | 1.0034
0.12557 | S291 | T-Centralen | 4154.7048 | 160.0171 | 2.5221 | 10955899.66 | 1.1 | 0.12557 | 41547.0481 | subway station | 1
0.12557 | S291 | T-Centralen | 4154.7048 | 160.0171 | 2.5221 | 10955899.66 | 1.1 | 0.12557 | 41547.0481 | subway station | 1
0.12557 | S291 | T-Centralen | 4154.7048 | 160.0171 | 2.5221 | 10955899.66 | 1.1 | 0.12557 | 41547.0481 | subway station | 1
0.126 | S292 | T-Centralen | 4154.7048 | 160.0171 | 2.5221 | 10955899.66 | 1.1 | 0.12557 | 41547.0481 | subway station | 1.0034
0.126 | S292 | T-Centralen | 4154.7048 | 160.0171 | 2.5221 | 10955899.66 | 1.1 | 0.12557 | 41547.0481 | subway station | 1.0034
0.126 | S292 | T-Centralen | 4154.7048 | 160.0171 | 2.5221 | 10955899.66 | 1.1 | 0.12557 | 41547.0481 | subway station | 1.0034
0.126 | S293 | T-Centralen | 4154.7048 | 160.0171 | 2.5221 | 10955899.66 | 1.1 | 0.12557 | 41547.0481 | subway station | 1.0034
0.126 | S293 | T-Centralen | 4154.7048 | 160.0171 | 2.5221 | 10955899.66 | 1.1 | 0.12557 | 41547.0481 | subway station | 1.0034
0.126 | S293 | T-Centralen | 4154.7048 | 160.0171 | 2.5221 | 10955899.66 | 1.1 | 0.12557 | 41547.0481 | subway station | 1.0034
0.126 | S294 | Tekniska högskolan | 2307.2642 | 16.9264 | 0.26678 | 1158899.83 | 1.1 | 0.12557 | 23072.6421 | subway station | 1.0034
0.18657 | S29 | Lidl Sveavägen | 4630.3775 | 119.0907 | 1.8143 | 9502644.15 | 1.6343 | 0.18657 | 46303.7751 | supermarket | 1
0.18657 | S2 | ICA Kvantum BEA Livsmedel | 3333.221 | 155.8701 | 2.3746 | 12437396.72 | 1.6343 | 0.18657 | 33332.2101 | supermarket | 1
0.18657 | S30 | ICA Supermarket Vanadis | 2702.314 | 113.7305 | 1.7326 | 9074938.77 | 1.6343 | 0.18657 | 27023.1404 | supermarket | 1
0.37313 | S31 | ICA Maxi Lindhagen | 1483.6442 | 16.8811 | 0.24627 | 1660796.39 | 3.2687 | 0.37313 | 14836.4419 | supermarket | 1
0.18657 | S32 | Coop Konsum Bondegatan | 3819.0973 | 339.3227 | 5.1694 | 27075700.74 | 1.6343 | 0.18657 | 38190.9734 | supermarket | 1
0.18657 | S33 | Coop Reimersholme | 3995.9281 | 214.8889 | 3.2737 | 17146712.96 | 1.6343 | 0.18657 | 39959.2806 | supermarket | 1
0.18657 | S35 | Hemköp Örby | 3360.8549 | 117.8717 | 1.7957 | 9405381.25 | 1.6343 | 0.18657 | 33608.5491 | supermarket | 1
0.18657 | S36 | Coop Norrtull | 2913.1789 | 122.605 | 1.8678 | 9783067.2 | 1.6343 | 0.18657 | 29131.7887 | supermarket | 1
0.18657 | S37 | ICA Supermarket Baronen | 2553.7261 | 47.7675 | 0.72772 | 3811532.93 | 1.6343 | 0.18657 | 25537.2606 | supermarket | 1
0.18657 | S39 | Hemköp Wasahallen | 2876.1528 | 13.4496 | 0.2049 | 1073191.75 | 1.6343 | 0.18657 | 28761.5276 | supermarket | 1
0.18657 | S3 | Hemköp Gesters | 2957.6468 | 48.4075 | 0.73747 | 3862599.89 | 1.6343 | 0.18657 | 29576.4675 | supermarket | 1
0.18657 | S40 | ICA HM:s Livs | 3151.8219 | 140.018 | 2.1331 | 11172507.5 | 1.6343 | 0.18657 | 31518.2193 | supermarket | 1
0.18657 | S41 | Coop Odengatan | 3610.9668 | 75.9862 | 1.1576 | 6063192.93 | 1.6343 | 0.18657 | 36109.6682 | supermarket | 1
0.18657 | S41 | Coop Odengatan | 3761.4108 | 26.384 | 0.40195 | 2105268.05 | 1.6343 | 0.18657 | 37614.1077 | supermarket | 1
0.18657 | S42 | Coop Engströms Livs | 5210.4025 | 255.8345 | 3.8975 | 20413898.31 | 1.6343 | 0.18657 | 52104.0247 | supermarket | 1
0.18657 | S43 | ICA Smelivs | 4466.8499 | 219.3256 | 3.3413 | 17500724.82 | 1.6343 | 0.18657 | 44668.4991 | supermarket | 1
0.18657 | S47 | ICA Södra Station | 4599.783 | 376.4211 | 5.7346 | 30035908.26 | 1.6343 | 0.18657 | 45997.83 | supermarket | 1
0.18657 | S48 | Matdax Hökarängen | 3363.681 | 39.3236 | 0.59908 | 3137763.36 | 1.6343 | 0.18657 | 33636.81 | supermarket | 1
0.18657 | S49 | Hemköp Telefonplan | 3895.3692 | 18.2158 | 0.27751 | 1453496.55 | 1.6343 | 0.18657 | 38953.6922 | supermarket | 1
0.18657 | S50 | Lidl Stockholms södra | 2908.3589 | 170.003 | 2.5899 | 13565112.29 | 1.6343 | 0.18657 | 29083.5893 | supermarket | 1
0.18657 | S51 | ICA Supermarket Hagsätra | 3313.4544 | 325.386 | 4.9571 | 25963645.73 | 1.6343 | 0.18657 | 33134.5444 | supermarket | 1
0.18657 | S53 | ICA Supermarket Fridhemsplan | 4933.7694 | 138.4295 | 2.1089 | 11045756.66 | 1.6343 | 0.18657 | 49337.6937 | supermarket | 1
0.18657 | S54 | Hemköp Skanstull | 5056.3229 | 94.5787 | 1.4409 | 7546753.5 | 1.6343 | 0.18657 | 50563.2286 | supermarket | 1
0.37313 | S56 | Willys Skanstull | 2994.9407 | 170.3838 | 2.4857 | 16762734.25 | 3.2687 | 0.37313 | 29949.4068 | supermarket | 1
0.18657 | S57 | Coop Medborgarplatsen | 4953.3382 | 301.1202 | 4.5874 | 24027396.22 | 1.6343 | 0.18657 | 49533.382 | supermarket | 1
0.18657 | S58 | Hemköp Fatburen | 3571.1853 | 225.4471 | 3.4346 | 17989186.82 | 1.6343 | 0.18657 | 35711.8531 | supermarket | 1
0.18657 | S59 | ICA Lansen | 4887.5179 | 137.1318 | 2.0892 | 10942208.57 | 1.6343 | 0.18657 | 48875.1791 | supermarket | 1
0.18657 | S5 | ICA Esplanaden | 3816.183 | 205.2228 | 3.1265 | 16375418.6 | 1.6343 | 0.18657 | 38161.8301 | supermarket | 1
0.18657 | S60 | Coop Älvsjö | 3858.8734 | 252.6313 | 3.8487 | 20158301.67 | 1.6343 | 0.18657 | 38588.7338 | supermarket | 1
0.18657 | S61 | Hemköp Hornstull | 3962.1192 | 138.9592 | 2.117 | 11088024.41 | 1.6343 | 0.18657 | 39621.1917 | supermarket | 1
0.18657 | S62 | Lidl Kungsholmen | 5342.5495 | 174.882 | 2.6643 | 13954425.82 | 1.6343 | 0.18657 | 53425.495 | supermarket | 1
0.18657 | S63 | ICA Supermarket Matmäster | 4570.7762 | 256.4896 | 3.9075 | 20466169.91 | 1.6343 | 0.18657 | 45707.7615 | supermarket | 1
0.18657 | S64 | Coop Vintertullen | 3961.648 | 314.9368 | 4.7979 | 25129866.37 | 1.6343 | 0.18657 | 39616.4797 | supermarket | 1
0.18657 | S65 | Coop Zinken | 4196.2557 | 107.9253 | 1.6442 | 8611722.16 | 1.6343 | 0.18657 | 41962.557 | supermarket | 1
0.37313 | S67 | Willys Mariatorget | 4664.4998 | 159.2196 | 2.3228 | 15664371.04 | 3.2687 | 0.37313 | 46644.9977 | supermarket | 1
0.18657 | S68 | ICA Supermarket Kungsholmstorg | 3045.0162 | 28.4786 | 0.43386 | 2272401.04 | 1.6343 | 0.18657 | 30450.162 | supermarket | 1
0.18657 | S69 | ICA Hägerstensåsen | 740.4163 | 8.6559 | 0.13187 | 690687.15 | 1.6343 | 0.18657 | 7404.1633 | supermarket | 1
0.18657 | S6 | ICA Supermarket Alviks Torg | 2367.6675 | 44.2873 | 0.6747 | 3533833.45 | 1.6343 | 0.18657 | 23676.6748 | supermarket | 1
0.18657 | S70 | Coop Aspudden | 3532.9337 | 305.6369 | 4.6563 | 24387798 | 1.6343 | 0.18657 | 35329.3367 | supermarket | 1
0.18657 | S71 | ICA Supermarket Fältöversten | 4914.7494 | 275.7917 | 4.2016 | 22006349.4 | 1.6343 | 0.18657 | 49147.4944 | supermarket | 1
0.18657 | S74 | Coop Sockenplan | 3764.5329 | 96.8216 | 1.475 | 7725723.57 | 1.6343 | 0.18657 | 37645.3292 | supermarket | 1
0.18657 | S75 | ICA Globen | 3613.2466 | 194.3095 | 2.9602 | 15504609.12 | 1.6343 | 0.18657 | 36132.4662 | supermarket | 1
0.18657 | S76 | Coop Östgötagatan | 3840.9343 | 134.709 | 2.0522 | 10748887.4 | 1.6343 | 0.18657 | 38409.3426 | supermarket | 1
0.18657 | S78 | Netto Aspudeen | 5250.0539 | 270.0567 | 4.1142 | 21548737.07 | 1.6343 | 0.18657 | 52500.5388 | supermarket | 1
0.18657 | S79 | Lidl Akalla | 3348.5867 | 46.9766 | 0.71567 | 3748419.42 | 1.6343 | 0.18657 | 33485.867 | supermarket | 1
0.18657 | S7 | ICA Supermarket Bromma | 3266.3983 | 206.2061 | 3.1415 | 16453878.41 | 1.6343 | 0.18657 | 32663.9828 | supermarket | 1
0.18657 | S80 | Matpressen Marieberg | 4316.3347 | 232.1195 | 3.5363 | 18521592.62 | 1.6343 | 0.18657 | 43163.3467 | supermarket | 1
0.18657 | S81 | ICA Axelsberg | 3114.3349 | 174.7612 | 2.6624 | 13944788.56 | 1.6343 | 0.18657 | 31143.3489 | supermarket | 1
0.18657 | S82 | Coop Konsum Kärrtorp | 4988.7989 | 431.585 | 6.575 | 34437618.1 | 1.6343 | 0.18657 | 49887.9893 | supermarket | 1
0.18657 | S83 | Lidl Södra Hammarbyhamnen | 3155.9916 | 73.7912 | 1.1242 | 5888046.36 | 1.6343 | 0.18657 | 31559.9161 | supermarket | 1
0.18657 | S84 | Coop Fruängen | 2461.1152 | 149.6146 | 2.2793 | 11938249.96 | 1.6343 | 0.18657 | 24611.1518 | supermarket | 1
0.18657 | S85 | Hemköp Hässelby Strand | 4522.085 | 296.0502 | 4.5102 | 23622841.16 | 1.6343 | 0.18657 | 45220.8496 | supermarket | 1
0.18657 | S86 | ICA Bredäng | 2689.3993 | 251.5266 | 3.8319 | 20070152.22 | 1.6343 | 0.18657 | 26893.9934 | supermarket | 1
0.18657 | S87 | Hemköp Bredäng | 2710.8126 | 253.5292 | 3.8624 | 20229952.52 | 1.6343 | 0.18657 | 27108.1257 | supermarket | 1
0.093284 | S88 | Coop Nära Östberga | 5168.2857 | 133.9147 | 2.1671 | 8195978.64 | 0.81716 | 0.093284 | 51682.8568 | supermarket | 1
0.18657 | S89 | ICA Hässelbygård | 3334.8478 | 296.2976 | 4.514 | 23642587.08 | 1.6343 | 0.18657 | 33348.4782 | supermarket | 1
0.18657 | S90 | Matkanonen Kista | 3960.8075 | 342.6526 | 5.2202 | 27341406.1 | 1.6343 | 0.18657 | 39608.0754 | supermarket | 1
0.18657 | S91 | Hemköp Östermalm | 3797.6376 | 213.1049 | 3.2466 | 17004354.02 | 1.6343 | 0.18657 | 37976.3757 | supermarket | 1
0.18657 | S93 | Coop Liljeholmen | 4430.5753 | 300.4185 | 4.5768 | 23971405.87 | 1.6343 | 0.18657 | 44305.7535 | supermarket | 1
0.37313 | S94 | Prisma Skärholmen | 2217.7969 | 386.9266 | 5.6447 | 38066678.1 | 3.2687 | 0.37313 | 22177.969 | supermarket | 1
0.18657 | S96 | Lidl Liljeholmen | 4356.5575 | 295.3997 | 4.5003 | 23570936.18 | 1.6343 | 0.18657 | 43565.5753 | supermarket | 1
0.18657 | S99 | Lidl Farsta | 4555.7333 | 426.0758 | 6.4911 | 33998023.23 | 1.6343 | 0.18657 | 45557.3332 | supermarket | 1

## less than 2
Installed capacity | TECHNOLOGY | Name | Cost | Losses | Length | Total_Cost | Annual heat (GWh) | Capacity | Capcost | Source type | Ratio
0.18657 | S101 | ICA Riddaren | 3383.1642 | 79.1028 | 1.2051 | 6311875.92 | 1.6343 | 0.18657 | 33831.6416 | supermarket | 1 | max | 11.4155
0.18657 | S110 | Coop Odengatan | 3610.9668 | 75.9862 | 1.1576 | 6063192.93 | 1.6343 | 0.18657 | 36109.6682 | supermarket | 1 | min | 0.093284
0.18657 | S110 | Coop Odengatan | 3761.4108 | 26.384 | 0.40195 | 2105268.05 | 1.6343 | 0.18657 | 37614.1077 | supermarket | 1 | mean | 0.98139
0.18657 | S111 | Hemköp Karlbergsvägen | 4048.7921 | 75.7328 | 1.1538 | 6042975.64 | 1.6343 | 0.18657 | 40487.9209 | supermarket | 1
0.18657 | S112 | ICA Mathörnan | 4220.5601 | 128.2868 | 1.9544 | 10236437.08 | 1.6343 | 0.18657 | 42205.6009 | supermarket | 1
0.18657 | S114 | Hemköp Sköndal | 3071.3162 | 78.9925 | 1.2034 | 6303076.7 | 1.6343 | 0.18657 | 30713.1617 | supermarket | 1
0.18657 | S115 | Matdax Högdalen | 2607.0755 | 91.4352 | 1.393 | 7295923.09 | 1.6343 | 0.18657 | 26070.7549 | supermarket | 1
0.18657 | S116 | ICA Supermarket Högdalen | 2648.5044 | 117.6584 | 1.7925 | 9388358.93 | 1.6343 | 0.18657 | 26485.0443 | supermarket | 1
0.18657 | S117 | Coop Konsum | 1673.0534 | 7.8236 | 0.11919 | 624273.91 | 1.6343 | 0.18657 | 16730.5342 | supermarket | 1
0.18657 | S11 | Coop Storsjövägen | 2645.8987 | 105.1697 | 1.6022 | 8391846.19 | 1.6343 | 0.18657 | 26458.987 | supermarket | 1
0.18657 | S124 | Picard Sveavägen | 5181.8475 | 60.5792 | 0.9229 | 4833814.86 | 1.6343 | 0.18657 | 51818.475 | supermarket | 1
0.18657 | S127 | Hemköp Birger Jarlsgatan | 3220.1361 | 52.7037 | 0.80292 | 4205403.22 | 1.6343 | 0.18657 | 32201.3606 | supermarket | 1
0.18657 | S128 | Hemköp Torsplan | 2692.2699 | 56.6539 | 0.8631 | 4520604.18 | 1.6343 | 0.18657 | 26922.6988 | supermarket | 1
0.093284 | S129 | ICA Nära Bandhagen | 2963.6234 | 18.0682 | 0.29239 | 1105830.07 | 0.81716 | 0.093284 | 29636.2342 | supermarket | 1
0.18657 | S12 | Coop Rådmansgatan | 4490.1671 | 104.9859 | 1.5994 | 8377180.8 | 1.6343 | 0.18657 | 44901.6715 | supermarket | 1
0.18657 | S130 | ICA Supermarket Hammarby Alle | 942.4348 | 11.0177 | 0.16785 | 879137.31 | 1.6343 | 0.18657 | 9424.3483 | supermarket | 1
0.37313 | S13 | Stora Coop Västberga | 2155.2625 | 130.7884 | 1.908 | 12867243.83 | 3.2687 | 0.37313 | 21552.625 | supermarket | 1
0.18657 | S143 | KTH T-Snabben | 3142.2114 | 51.4283 | 0.78349 | 4103635.92 | 1.6343 | 0.18657 | 31422.1141 | supermarket | 1
0.18657 | S144 | Hemköp Basgränd | 2378.4057 | 22.2441 | 0.33888 | 1774930.31 | 1.6343 | 0.18657 | 23784.0568 | supermarket | 1
0.37313 | S145 | Willys Hemma Torsplan | 2500.8918 | 66.396 | 0.96862 | 6532182.59 | 3.2687 | 0.37313 | 25008.9178 | supermarket | 1
0.18657 | S149 | Lidl Vantörsvägen | 3416.612 | 55.9194 | 0.85191 | 4461995.04 | 1.6343 | 0.18657 | 34166.12 | supermarket | 1
0.18657 | S150 | ICA Supermarket Tellusborgsvägen | 2209.9072 | 51.6705 | 0.78718 | 4122962.83 | 1.6343 | 0.18657 | 22099.0721 | supermarket | 1
0.18657 | S151 | Coop Konsum Lugnets Alle | 2783.3308 | 71.5857 | 1.0906 | 5712061.77 | 1.6343 | 0.18657 | 27833.3082 | supermarket | 1
0.18657 | S152 | Hemköp Djurgårdsstaden | 4672.534 | 54.625 | 0.83219 | 4358708.84 | 1.6343 | 0.18657 | 46725.3404 | supermarket | 1
0.18657 | S153 | Hemköp Gullmarsplan | 1595.8507 | 22.3878 | 0.34107 | 1786400.73 | 1.6343 | 0.18657 | 15958.5069 | supermarket | 1
0.18657 | S159 | ICA Kvantum Kungsholmen | 2053.0313 | 9.6005 | 0.14626 | 766056.74 | 1.6343 | 0.18657 | 20530.3126 | supermarket | 1
0.093284 | S163 | ICA Nära Abrahamsberg | 3968.3041 | 84.6771 | 1.3703 | 5182488.68 | 0.81716 | 0.093284 | 39683.0406 | supermarket | 1
0.093284 | S166 | ICA Nära Roslagstull | 3757.9705 | 68.7333 | 1.1123 | 4206685.09 | 0.81716 | 0.093284 | 37579.7054 | supermarket | 1
0.18657 | S182 | Coop Kristineberg | 2932.0195 | 34.2772 | 0.5222 | 2735093.86 | 1.6343 | 0.18657 | 29320.1947 | supermarket | 1
0.093284 | S185 | ICA Nära Humlegården | 5149.4211 | 94.183 | 1.5241 | 5764279.57 | 0.81716 | 0.093284 | 51494.2106 | supermarket | 1
0.093284 | S195 | ICA Nära Ynglingagatan | 3563.8781 | 119.5029 | 1.9339 | 7313931.75 | 0.81716 | 0.093284 | 35638.7807 | supermarket | 1
0.18657 | S19 | Lidl Åkermyntan | 4783.3793 | 123.0258 | 1.8742 | 9816640.48 | 1.6343 | 0.18657 | 47833.793 | supermarket | 1
0.12557 | S201 | Götatranebergs ishall | 4698.0823 | 47.7976 | 0.74266 | 3486020 | 1.3 | 0.1484 | 46980.8234 | Ice rink | 0.84615
0.18657 | S21 | Coop Rådhuset Kungsholmsgatan | 634.3257 | 2.9663 | 0.04519 | 236688.8 | 1.6343 | 0.18657 | 6343.2573 | supermarket | 1
11.4155 | S227 | IP-Only Stockholm Hammarby | 33.9567 | 7.8802 | 0.11496 | 775267.6 | 100 | 11.4155 | 339.5672 | Data center | 1
11.4155 | S228 | Portlane Sickla | 30.9731 | 68.2838 | 0.99616 | 6717906.95 | 100 | 11.4155 | 309.7309 | Data center | 1
11.4155 | S229 | High Sec Hosting | 54.521 | 44.2834 | 0.64603 | 4356699.12 | 100 | 11.4155 | 545.2098 | Data center | 1
11.4155 | S231 | NSC DC02 | 46.9077 | 81.6422 | 1.191 | 8032139.26 | 100 | 11.4155 | 469.0769 | Data center | 1
11.4155 | S238 | TelecityGroup Stockholm3 | 77.7407 | 54.1227 | 0.78957 | 5324704.64 | 100 | 11.4155 | 777.4069 | Data center | 1
0.12557 | S249 | Zinkensdamm | 9991.03 | 91.6194 | 1.444 | 6272906.99 | 1.1 | 0.12557 | 99910.3004 | subway station | 1
0.1484 | S251 | Bergshamra | 1667.2127 | 9.1732 | 0.14458 | 628059.59 | 1.1 | 0.12557 | 16672.1273 | subway station | 1.1818
0.1484 | S252 | Danderyds sjukhus | 3245.8642 | 53.5772 | 0.84444 | 3668271.14 | 1.1 | 0.12557 | 32458.6416 | subway station | 1.1818
0.12557 | S258 | Hallonbergen | 2631.0418 | 67.5558 | 1.0648 | 4625347.42 | 1.1 | 0.12557 | 26310.4178 | subway station | 1
0.1484 | S261 | Husby | 4953.4191 | 118.1015 | 1.8614 | 8086060.89 | 1.1 | 0.12557 | 49534.1912 | subway station | 1.1818
0.126 | S272 | Mälarhöjden | 4928.1121 | 117.4981 | 1.8519 | 8044749.2 | 1.1 | 0.12557 | 49281.121 | subway station | 1.0034
0.126 | S273 | Mörby centrum | 5014.611 | 36.7878 | 0.57982 | 2518754.4 | 1.1 | 0.12557 | 50146.1103 | subway station | 1.0034
0.126 | S286 | Solna centrum | 3406.3815 | 56.2267 | 0.8862 | 3849677.75 | 1.1 | 0.12557 | 34063.8152 | subway station | 1.0034
0.126 | S287 | Solna strand (tidigare Vreten) | 2793.0637 | 46.1031 | 0.72664 | 3156544.62 | 1.1 | 0.12557 | 27930.6372 | subway station | 1.0034
0.18657 | S28 | Hemköp Sjövikshallen | 2296.0093 | 85.8939 | 1.3086 | 6853761.79 | 1.6343 | 0.18657 | 22960.093 | supermarket | 1
0.126 | S294 | Tekniska högskolan | 2307.2642 | 16.9264 | 0.26678 | 1158899.83 | 1.1 | 0.12557 | 23072.6421 | subway station | 1.0034
0.18657 | S29 | Lidl Sveavägen | 4630.3775 | 119.0907 | 1.8143 | 9502644.15 | 1.6343 | 0.18657 | 46303.7751 | supermarket | 1
0.18657 | S30 | ICA Supermarket Vanadis | 2702.314 | 113.7305 | 1.7326 | 9074938.77 | 1.6343 | 0.18657 | 27023.1404 | supermarket | 1
0.37313 | S31 | ICA Maxi Lindhagen | 1483.6442 | 16.8811 | 0.24627 | 1660796.39 | 3.2687 | 0.37313 | 14836.4419 | supermarket | 1
0.18657 | S35 | Hemköp Örby | 3360.8549 | 117.8717 | 1.7957 | 9405381.25 | 1.6343 | 0.18657 | 33608.5491 | supermarket | 1
0.18657 | S36 | Coop Norrtull | 2913.1789 | 122.605 | 1.8678 | 9783067.2 | 1.6343 | 0.18657 | 29131.7887 | supermarket | 1
0.18657 | S37 | ICA Supermarket Baronen | 2553.7261 | 47.7675 | 0.72772 | 3811532.93 | 1.6343 | 0.18657 | 25537.2606 | supermarket | 1
0.18657 | S39 | Hemköp Wasahallen | 2876.1528 | 13.4496 | 0.2049 | 1073191.75 | 1.6343 | 0.18657 | 28761.5276 | supermarket | 1
0.18657 | S3 | Hemköp Gesters | 2957.6468 | 48.4075 | 0.73747 | 3862599.89 | 1.6343 | 0.18657 | 29576.4675 | supermarket | 1
0.18657 | S41 | Coop Odengatan | 3610.9668 | 75.9862 | 1.1576 | 6063192.93 | 1.6343 | 0.18657 | 36109.6682 | supermarket | 1
0.18657 | S41 | Coop Odengatan | 3761.4108 | 26.384 | 0.40195 | 2105268.05 | 1.6343 | 0.18657 | 37614.1077 | supermarket | 1
0.18657 | S48 | Matdax Hökarängen | 3363.681 | 39.3236 | 0.59908 | 3137763.36 | 1.6343 | 0.18657 | 33636.81 | supermarket | 1
0.18657 | S49 | Hemköp Telefonplan | 3895.3692 | 18.2158 | 0.27751 | 1453496.55 | 1.6343 | 0.18657 | 38953.6922 | supermarket | 1
0.18657 | S54 | Hemköp Skanstull | 5056.3229 | 94.5787 | 1.4409 | 7546753.5 | 1.6343 | 0.18657 | 50563.2286 | supermarket | 1
0.18657 | S65 | Coop Zinken | 4196.2557 | 107.9253 | 1.6442 | 8611722.16 | 1.6343 | 0.18657 | 41962.557 | supermarket | 1
0.18657 | S68 | ICA Supermarket Kungsholmstorg | 3045.0162 | 28.4786 | 0.43386 | 2272401.04 | 1.6343 | 0.18657 | 30450.162 | supermarket | 1
0.18657 | S69 | ICA Hägerstensåsen | 740.4163 | 8.6559 | 0.13187 | 690687.15 | 1.6343 | 0.18657 | 7404.1633 | supermarket | 1
0.18657 | S6 | ICA Supermarket Alviks Torg | 2367.6675 | 44.2873 | 0.6747 | 3533833.45 | 1.6343 | 0.18657 | 23676.6748 | supermarket | 1
0.18657 | S74 | Coop Sockenplan | 3764.5329 | 96.8216 | 1.475 | 7725723.57 | 1.6343 | 0.18657 | 37645.3292 | supermarket | 1
0.18657 | S79 | Lidl Akalla | 3348.5867 | 46.9766 | 0.71567 | 3748419.42 | 1.6343 | 0.18657 | 33485.867 | supermarket | 1
0.18657 | S83 | Lidl Södra Hammarbyhamnen | 3155.9916 | 73.7912 | 1.1242 | 5888046.36 | 1.6343 | 0.18657 | 31559.9161 | supermarket | 1

## between 2 and 4
Installed capacity | TECHNOLOGY | Name | Cost | Losses | Length | Total_Cost | Annual heat (GWh) | Capacity | Capcost | Source type | Ratio
0.18657 | S100 | Coop Konsum Gubbängen | 4360.1513 | 132.5298 | 2.019 | 10574997.9 | 1.6343 | 0.18657 | 43601.5127 | supermarket | 1 | max | 11.4155
0.37313 | S104 | Hemköp Stockholm City | 2756.3607 | 167.265 | 2.4402 | 16455891.22 | 3.2687 | 0.37313 | 27563.607 | supermarket | 1 | min | 0.093284
0.18657 | S108 | Coop Brommaplan | 4747.7295 | 222.0161 | 3.3823 | 17715415.56 | 1.6343 | 0.18657 | 47477.2951 | supermarket | 1 | mean | 1.1758
0.18657 | S119 | Coop Konsum Hammarbyhöden | 4410.8896 | 216.5779 | 3.2995 | 17281477.37 | 1.6343 | 0.18657 | 44108.8963 | supermarket | 1
0.37313 | S123 | Willys S:t Eriksgatan | 4262.6802 | 161.6708 | 2.3585 | 15905529.42 | 3.2687 | 0.37313 | 42626.8021 | supermarket | 1
0.18657 | S125 | Picard Karlavägen | 3662.5587 | 196.9614 | 3.0006 | 15716209.66 | 1.6343 | 0.18657 | 36625.5873 | supermarket | 1
0.18657 | S126 | ICA Kvantum Värtan | 4772.1198 | 189.6832 | 2.8897 | 15135460.51 | 1.6343 | 0.18657 | 47721.1979 | supermarket | 1
0.18657 | S132 | Lidl S:t Eriksgatan | 3008.6119 | 161.7941 | 2.4649 | 12910093.45 | 1.6343 | 0.18657 | 30086.119 | supermarket | 1
0.18657 | S138 | Picard Götgatan | 4828.6052 | 169.3486 | 2.58 | 13512893.02 | 1.6343 | 0.18657 | 48286.0521 | supermarket | 1
0.18657 | S140 | Coop Renstiernas Gata | 4473.5742 | 219.6557 | 3.3464 | 17527070.11 | 1.6343 | 0.18657 | 44735.7423 | supermarket | 1
0.18657 | S142 | Lidl Rågsvedsvägen | 4434.1933 | 228.0898 | 3.4749 | 18200054.09 | 1.6343 | 0.18657 | 44341.9326 | supermarket | 1
0.18657 | S154 | Lidl Östermalm | 3973.5077 | 222.9738 | 3.3969 | 17791832.68 | 1.6343 | 0.18657 | 39735.0774 | supermarket | 1
0.18657 | S158 | Goodstore | 4389.9733 | 236.0795 | 3.5966 | 18837579.18 | 1.6343 | 0.18657 | 43899.7325 | supermarket | 1
0.18657 | S160 | Coop Hötorget | 3707.7955 | 147.3782 | 2.2452 | 11759803.67 | 1.6343 | 0.18657 | 37077.9547 | supermarket | 1
0.093284 | S161 | ICA Nära Karlaplan | 4578.3495 | 244.2361 | 3.9524 | 14947975.25 | 0.81716 | 0.093284 | 45783.4948 | supermarket | 1
0.18657 | S162 | Coop Erik Dahlbergsgatan | 3800.6429 | 222.1599 | 3.3845 | 17726885.99 | 1.6343 | 0.18657 | 38006.4286 | supermarket | 1
0.093284 | S170 | Coop Nära S:t Eriksplan | 5322.4886 | 186.5844 | 3.0194 | 11419522.99 | 0.81716 | 0.093284 | 53224.8863 | supermarket | 1
0.18657 | S174 | Coop Grindsgatan | 5090.9688 | 249.9702 | 3.8082 | 19945967.86 | 1.6343 | 0.18657 | 50909.6885 | supermarket | 1
0.18657 | S176 | ICA Gillet | 3225.4762 | 196.0811 | 2.9872 | 15645972.94 | 1.6343 | 0.18657 | 32254.7623 | supermarket | 1
0.18657 | S177 | Coop Södra Station | 3453.5252 | 218.0193 | 3.3214 | 17396495.86 | 1.6343 | 0.18657 | 34535.2523 | supermarket | 1
0.18657 | S179 | Coop Nytorgsgatan | 4034.03 | 226.37 | 3.4487 | 18062827.97 | 1.6343 | 0.18657 | 40340.3 | supermarket | 1
0.093284 | S181 | ICA Nära Årsta | 4620.3131 | 176.0533 | 2.849 | 10774988.09 | 0.81716 | 0.093284 | 46203.1308 | supermarket | 1
0.18657 | S18 | ICA Kvantum Åkermyntan | 4714.158 | 165.3347 | 2.5188 | 13192611.57 | 1.6343 | 0.18657 | 47141.5802 | supermarket | 1
0.093284 | S190 | ICA Nära Aspudden | 3497.9568 | 149.2813 | 2.4158 | 9136458 | 0.81716 | 0.093284 | 34979.5683 | supermarket | 1
0.093284 | S192 | Coop Nära Stadion | 5009.6476 | 152.7109 | 2.4712 | 9346361.09 | 0.81716 | 0.093284 | 50096.4758 | supermarket | 1
0.18657 | S194 | Coop Centralen | 3368.2527 | 204.7607 | 3.1195 | 16338545.63 | 1.6343 | 0.18657 | 33682.527 | supermarket | 1
0.12557 | S204 | Mälarhöjdens ishall | 5384.4714 | 219.1233 | 3.4047 | 15981307.74 | 1.3 | 0.1484 | 53844.7138 | Ice rink | 0.84615
0.12557 | S207 | Hovet | 2921.2977 | 160.4926 | 2.4937 | 11705199.53 | 1.3 | 0.1484 | 29212.9766 | Ice rink | 0.84615
0.12557 | S210 | Danicahallen | 4885.4977 | 178.9356 | 2.7802 | 13050302.15 | 1.3 | 0.1484 | 48854.9773 | Ice rink | 0.84615
0.12557 | S212 | Ericsson Globe | 2971.0272 | 163.2247 | 2.5361 | 11904458.34 | 1.3 | 0.1484 | 29710.2721 | Ice rink | 0.84615
11.4155 | S216 | TeliaSonera HDN/I | 148.9113 | 241.8996 | 3.529 | 23798611.49 | 100 | 11.4155 | 1489.1131 | Data center | 1
11.4155 | S222 | Teknik i Media Datacenter | 86.518 | 220.8557 | 3.222 | 21728263.95 | 100 | 11.4155 | 865.18 | Data center | 1
11.4155 | S230 | IP-Only Stockholm Järfälla | 151.3144 | 193.1312 | 2.8175 | 19000665.33 | 100 | 11.4155 | 1513.1439 | Data center | 1
11.4155 | S235 | FULLIPCOM-sweden | 150.5163 | 227.0421 | 3.3122 | 22336892.17 | 100 | 11.4155 | 1505.1629 | Data center | 1
11.4155 | S237 | TelecityGroup Stockholm2 | 76.1695 | 247.4677 | 3.6102 | 24346410.64 | 100 | 11.4155 | 761.6948 | Data center | 1
11.4155 | S240 | Portlane Västberga | 124.0095 | 187.0586 | 2.7289 | 18403231.79 | 100 | 11.4155 | 1240.0947 | Data center | 1
2.0548 | S246 | Henriksdals reningsverk | 476.2285 | 258.6073 | 3.7727 | 25442346.06 | 18 | 2.0548 | 4762.2853 | Sewage treatment | 1
2.0548 | S246 | Tensta | 7365.9829 | 243.1701 | 3.8327 | 16649139.53 | 1.1 | 0.12557 | 73659.8294 | subway station | 16.3636
0.12557 | S249 | Aspudden | 3088.7665 | 164.282 | 2.5893 | 11247905.25 | 1.1 | 0.12557 | 30887.6646 | subway station | 1
0.18657 | S24 | Caspian Foodstore | 4382.0272 | 225.4064 | 3.434 | 17985939.51 | 1.6343 | 0.18657 | 43820.2718 | supermarket | 1
0.126 | S262 | Huvudsta | 5371.227 | 167.4671 | 2.6395 | 11465975.46 | 1.1 | 0.12557 | 53712.2701 | subway station | 1.0034
0.126 | S263 | Hötorget (tidigare Kungsgatan) | 4434.8825 | 138.2732 | 2.1793 | 9467157.77 | 1.1 | 0.12557 | 44348.8246 | subway station | 1.0034
0.126 | S271 | Midsommarkransen | 4941.5163 | 217.5096 | 3.4282 | 14892240.8 | 1.1 | 0.12557 | 49415.1627 | subway station | 1.0034
0.126 | S288 | Stadion | 4606.2665 | 143.6167 | 2.2636 | 9833011.82 | 1.1 | 0.12557 | 46062.665 | subway station | 1.0034
0.126 | S290 | Sundbybergs centrum | 3563.703 | 137.2549 | 2.1633 | 9397436.12 | 1.1 | 0.12557 | 35637.0305 | subway station | 1.0034
0.12557 | S291 | T-Centralen | 4154.7048 | 160.0171 | 2.5221 | 10955899.66 | 1.1 | 0.12557 | 41547.0481 | subway station | 1
0.12557 | S291 | T-Centralen | 4154.7048 | 160.0171 | 2.5221 | 10955899.66 | 1.1 | 0.12557 | 41547.0481 | subway station | 1
0.12557 | S291 | T-Centralen | 4154.7048 | 160.0171 | 2.5221 | 10955899.66 | 1.1 | 0.12557 | 41547.0481 | subway station | 1
0.126 | S292 | T-Centralen | 4154.7048 | 160.0171 | 2.5221 | 10955899.66 | 1.1 | 0.12557 | 41547.0481 | subway station | 1.0034
0.126 | S292 | T-Centralen | 4154.7048 | 160.0171 | 2.5221 | 10955899.66 | 1.1 | 0.12557 | 41547.0481 | subway station | 1.0034
0.126 | S292 | T-Centralen | 4154.7048 | 160.0171 | 2.5221 | 10955899.66 | 1.1 | 0.12557 | 41547.0481 | subway station | 1.0034
0.126 | S293 | T-Centralen | 4154.7048 | 160.0171 | 2.5221 | 10955899.66 | 1.1 | 0.12557 | 41547.0481 | subway station | 1.0034
0.126 | S293 | T-Centralen | 4154.7048 | 160.0171 | 2.5221 | 10955899.66 | 1.1 | 0.12557 | 41547.0481 | subway station | 1.0034
0.126 | S293 | T-Centralen | 4154.7048 | 160.0171 | 2.5221 | 10955899.66 | 1.1 | 0.12557 | 41547.0481 | subway station | 1.0034
0.18657 | S2 | ICA Kvantum BEA Livsmedel | 3333.221 | 155.8701 | 2.3746 | 12437396.72 | 1.6343 | 0.18657 | 33332.2101 | supermarket | 1
0.18657 | S33 | Coop Reimersholme | 3995.9281 | 214.8889 | 3.2737 | 17146712.96 | 1.6343 | 0.18657 | 39959.2806 | supermarket | 1
0.18657 | S40 | ICA HM:s Livs | 3151.8219 | 140.018 | 2.1331 | 11172507.5 | 1.6343 | 0.18657 | 31518.2193 | supermarket | 1
0.18657 | S42 | Coop Engströms Livs | 5210.4025 | 255.8345 | 3.8975 | 20413898.31 | 1.6343 | 0.18657 | 52104.0247 | supermarket | 1
0.18657 | S43 | ICA Smelivs | 4466.8499 | 219.3256 | 3.3413 | 17500724.82 | 1.6343 | 0.18657 | 44668.4991 | supermarket | 1
0.18657 | S50 | Lidl Stockholms södra | 2908.3589 | 170.003 | 2.5899 | 13565112.29 | 1.6343 | 0.18657 | 29083.5893 | supermarket | 1
0.18657 | S53 | ICA Supermarket Fridhemsplan | 4933.7694 | 138.4295 | 2.1089 | 11045756.66 | 1.6343 | 0.18657 | 49337.6937 | supermarket | 1
0.37313 | S56 | Willys Skanstull | 2994.9407 | 170.3838 | 2.4857 | 16762734.25 | 3.2687 | 0.37313 | 29949.4068 | supermarket | 1
0.18657 | S58 | Hemköp Fatburen | 3571.1853 | 225.4471 | 3.4346 | 17989186.82 | 1.6343 | 0.18657 | 35711.8531 | supermarket | 1
0.18657 | S59 | ICA Lansen | 4887.5179 | 137.1318 | 2.0892 | 10942208.57 | 1.6343 | 0.18657 | 48875.1791 | supermarket | 1
0.18657 | S5 | ICA Esplanaden | 3816.183 | 205.2228 | 3.1265 | 16375418.6 | 1.6343 | 0.18657 | 38161.8301 | supermarket | 1
0.18657 | S60 | Coop Älvsjö | 3858.8734 | 252.6313 | 3.8487 | 20158301.67 | 1.6343 | 0.18657 | 38588.7338 | supermarket | 1
0.18657 | S61 | Hemköp Hornstull | 3962.1192 | 138.9592 | 2.117 | 11088024.41 | 1.6343 | 0.18657 | 39621.1917 | supermarket | 1
0.18657 | S62 | Lidl Kungsholmen | 5342.5495 | 174.882 | 2.6643 | 13954425.82 | 1.6343 | 0.18657 | 53425.495 | supermarket | 1
0.18657 | S63 | ICA Supermarket Matmäster | 4570.7762 | 256.4896 | 3.9075 | 20466169.91 | 1.6343 | 0.18657 | 45707.7615 | supermarket | 1
0.37313 | S67 | Willys Mariatorget | 4664.4998 | 159.2196 | 2.3228 | 15664371.04 | 3.2687 | 0.37313 | 46644.9977 | supermarket | 1
0.18657 | S75 | ICA Globen | 3613.2466 | 194.3095 | 2.9602 | 15504609.12 | 1.6343 | 0.18657 | 36132.4662 | supermarket | 1
0.18657 | S76 | Coop Östgötagatan | 3840.9343 | 134.709 | 2.0522 | 10748887.4 | 1.6343 | 0.18657 | 38409.3426 | supermarket | 1
0.18657 | S7 | ICA Supermarket Bromma | 3266.3983 | 206.2061 | 3.1415 | 16453878.41 | 1.6343 | 0.18657 | 32663.9828 | supermarket | 1
0.18657 | S80 | Matpressen Marieberg | 4316.3347 | 232.1195 | 3.5363 | 18521592.62 | 1.6343 | 0.18657 | 43163.3467 | supermarket | 1
0.18657 | S81 | ICA Axelsberg | 3114.3349 | 174.7612 | 2.6624 | 13944788.56 | 1.6343 | 0.18657 | 31143.3489 | supermarket | 1
0.18657 | S84 | Coop Fruängen | 2461.1152 | 149.6146 | 2.2793 | 11938249.96 | 1.6343 | 0.18657 | 24611.1518 | supermarket | 1
0.18657 | S86 | ICA Bredäng | 2689.3993 | 251.5266 | 3.8319 | 20070152.22 | 1.6343 | 0.18657 | 26893.9934 | supermarket | 1
0.18657 | S87 | Hemköp Bredäng | 2710.8126 | 253.5292 | 3.8624 | 20229952.52 | 1.6343 | 0.18657 | 27108.1257 | supermarket | 1
0.093284 | S88 | Coop Nära Östberga | 5168.2857 | 133.9147 | 2.1671 | 8195978.64 | 0.81716 | 0.093284 | 51682.8568 | supermarket | 1
0.18657 | S91 | Hemköp Östermalm | 3797.6376 | 213.1049 | 3.2466 | 17004354.02 | 1.6343 | 0.18657 | 37976.3757 | supermarket | 1

## between 4 and 6
Installed capacity | TECHNOLOGY | Name | Cost | Losses | Length | Total_Cost | Annual heat (GWh) | Capacity | Capcost | Source type | Ratio
0.18657 | S102 | ICA Kvantum Liljeholmen | 4056.827 | 275.0762 | 4.1907 | 21949259.11 | 1.6343 | 0.18657 | 40568.2699 | supermarket | 1 | max | 11.4155
0.37313 | S103 | Willys Liljeholmen | 2649.0909 | 291.3693 | 4.2507 | 28665546.78 | 3.2687 | 0.37313 | 26490.9087 | supermarket | 1 | min | 0.12557
0.37313 | S106 | Stora Coop Bromma Blocks | 3991.7739 | 317.932 | 4.6382 | 31278837.92 | 3.2687 | 0.37313 | 39917.7394 | supermarket | 1 | mean | 2.6262
0.18657 | S120 | ICA Kvantum Skärholmen | 3815.9957 | 383.6586 | 5.8449 | 30613410.04 | 1.6343 | 0.18657 | 38159.9566 | supermarket | 1
0.18657 | S133 | MatDax Hagsätra | 3312.3582 | 325.2784 | 4.9555 | 25955056.02 | 1.6343 | 0.18657 | 33123.5823 | supermarket | 1
0.18657 | S148 | Netto Skärholmen | 3836.4177 | 385.7118 | 5.8762 | 30777243.32 | 1.6343 | 0.18657 | 38364.1766 | supermarket | 1
0.18657 | S157 | Lidl Hanstavägen | 3813.5889 | 320.9999 | 4.8903 | 25613666.89 | 1.6343 | 0.18657 | 38135.8891 | supermarket | 1
0.18657 | S15 | ICA Supermarket Sandsborg | 3953.8944 | 305.0757 | 4.6477 | 24343016.19 | 1.6343 | 0.18657 | 39538.9441 | supermarket | 1
0.18657 | S165 | ICA Gärdet | 5326.7079 | 298.9088 | 4.5538 | 23850940.26 | 1.6343 | 0.18657 | 53267.079 | supermarket | 1
0.18657 | S167 | ICA Banér | 3683.1038 | 344.463 | 5.2478 | 27485860.08 | 1.6343 | 0.18657 | 36831.038 | supermarket | 1
0.18657 | S168 | Coop Järntorget | 3921.4339 | 293.4023 | 4.4699 | 23411554.92 | 1.6343 | 0.18657 | 39214.3391 | supermarket | 1
0.18657 | S186 | Lilla Coop Garnisonen | 4648.4468 | 326.0601 | 4.9674 | 26017436.3 | 1.6343 | 0.18657 | 46484.4679 | supermarket | 1
0.18657 | S1 | Hemköp Älvsjöhallen | 2837.5578 | 287.9338 | 4.4473 | 23293393.85 | 1.6343 | 0.18657 | 28375.5777 | supermarket | 1
0.12557 | S205 | Segeltorpshallen ishall | 151.4731 | 316.3643 | 4.6153 | 31124607.15 | 1.3 | 0.1484 | 1514.7309 | Ice rink | 0.84615
0.12557 | S206 | Gubbängen bandyhall | 198.2954 | 368.1392 | 5.3706 | 36218336.53 | 1.3 | 0.1484 | 1982.9539 | Ice rink | 0.84615
0.37313 | S20 | Stora Coop Vinsta | 5079.3894 | 385.2924 | 5.6209 | 37905905.83 | 3.2687 | 0.37313 | 50793.8939 | supermarket | 1
11.4155 | S219 | Lajka | 93.9741 | 326.6765 | 4.7657 | 32139144.89 | 100 | 11.4155 | 939.7411 | Data center | 1
11.4155 | S220 | Stockholm 2 | 172.5769 | 360.4414 | 5.2583 | 35461007.47 | 100 | 11.4155 | 1725.769 | Data center | 1
11.4155 | S221 | IP-Only Stockholm Gärdet | 107.3072 | 286.3757 | 4.1778 | 28174260.72 | 100 | 11.4155 | 1073.0718 | Data center | 1
11.4155 | S224 | Equinix Stockholm | 79.983 | 306.2605 | 4.4679 | 30130570.56 | 100 | 11.4155 | 799.8297 | Data center | 1
11.4155 | S225 | Verizon Stockholm | 100.0399 | 394.1309 | 5.7498 | 38775451.81 | 100 | 11.4155 | 1000.3987 | Data center | 1
11.4155 | S236 | Interoute Stockholm | 89.6324 | 364.0092 | 5.3104 | 35812022.38 | 100 | 11.4155 | 896.3238 | Data center | 1
0.18657 | S23 | Coop Farsta Strand | 4727.7375 | 353.73 | 5.3889 | 28225309.65 | 1.6343 | 0.18657 | 47277.3751 | supermarket | 1
11.4155 | S241 | Avania Stockholm STO-01 | 80.1849 | 334.4902 | 4.8797 | 32907871 | 100 | 11.4155 | 801.8487 | Data center | 1
11.4155 | S242 | GTT Stockholm | 89.6324 | 364.0092 | 5.3104 | 35812022.38 | 100 | 11.4155 | 896.3238 | Data center | 1
11.4155 | S243 | Sungard Stockholm Nord | 107.7509 | 325.0677 | 4.7423 | 31980867.84 | 100 | 11.4155 | 1077.5092 | Data center | 1
11.4155 | S244 | Verizon Stockholm | 100.0399 | 394.1309 | 5.7498 | 38775451.81 | 100 | 11.4155 | 1000.3987 | Data center | 1
2.0548 | S245 | Bromma reningsverk | 628.6906 | 341.399 | 4.9805 | 33587578.95 | 18 | 2.0548 | 6286.9058 | Sewage treatment | 1
0.18657 | S25 | Kista Grossen | 4195.8022 | 343.3615 | 5.231 | 27397972.58 | 1.6343 | 0.18657 | 41958.0215 | supermarket | 1
0.126 | S265 | Kungsträdgården | 4976.217 | 282.9229 | 4.4592 | 19370890.38 | 1.1 | 0.12557 | 49762.17 | subway station | 1.0034
0.18657 | S26 | Coop Kista | 4248.6396 | 298.0161 | 4.5402 | 23779708.42 | 1.6343 | 0.18657 | 42486.3957 | supermarket | 1
0.126 | S277 | Rissne | 5331.9788 | 293.3707 | 4.6239 | 20086221.47 | 1.1 | 0.12557 | 53319.7879 | subway station | 1.0034
0.18657 | S27 | ICA Kvantum Kista Galleria | 4047.9747 | 321.7994 | 4.9025 | 25677461.32 | 1.6343 | 0.18657 | 40479.7467 | supermarket | 1
0.18657 | S32 | Coop Konsum Bondegatan | 3819.0973 | 339.3227 | 5.1694 | 27075700.74 | 1.6343 | 0.18657 | 38190.9734 | supermarket | 1
0.18657 | S47 | ICA Södra Station | 4599.783 | 376.4211 | 5.7346 | 30035908.26 | 1.6343 | 0.18657 | 45997.83 | supermarket | 1
0.18657 | S51 | ICA Supermarket Hagsätra | 3313.4544 | 325.386 | 4.9571 | 25963645.73 | 1.6343 | 0.18657 | 33134.5444 | supermarket | 1
0.18657 | S57 | Coop Medborgarplatsen | 4953.3382 | 301.1202 | 4.5874 | 24027396.22 | 1.6343 | 0.18657 | 49533.382 | supermarket | 1
0.18657 | S64 | Coop Vintertullen | 3961.648 | 314.9368 | 4.7979 | 25129866.37 | 1.6343 | 0.18657 | 39616.4797 | supermarket | 1
0.18657 | S70 | Coop Aspudden | 3532.9337 | 305.6369 | 4.6563 | 24387798 | 1.6343 | 0.18657 | 35329.3367 | supermarket | 1
0.18657 | S71 | ICA Supermarket Fältöversten | 4914.7494 | 275.7917 | 4.2016 | 22006349.4 | 1.6343 | 0.18657 | 49147.4944 | supermarket | 1
0.18657 | S78 | Netto Aspudeen | 5250.0539 | 270.0567 | 4.1142 | 21548737.07 | 1.6343 | 0.18657 | 52500.5388 | supermarket | 1
0.18657 | S85 | Hemköp Hässelby Strand | 4522.085 | 296.0502 | 4.5102 | 23622841.16 | 1.6343 | 0.18657 | 45220.8496 | supermarket | 1
0.18657 | S89 | ICA Hässelbygård | 3334.8478 | 296.2976 | 4.514 | 23642587.08 | 1.6343 | 0.18657 | 33348.4782 | supermarket | 1
0.18657 | S90 | Matkanonen Kista | 3960.8075 | 342.6526 | 5.2202 | 27341406.1 | 1.6343 | 0.18657 | 39608.0754 | supermarket | 1
0.18657 | S93 | Coop Liljeholmen | 4430.5753 | 300.4185 | 4.5768 | 23971405.87 | 1.6343 | 0.18657 | 44305.7535 | supermarket | 1
0.37313 | S94 | Prisma Skärholmen | 2217.7969 | 386.9266 | 5.6447 | 38066678.1 | 3.2687 | 0.37313 | 22177.969 | supermarket | 1
0.18657 | S96 | Lidl Liljeholmen | 4356.5575 | 295.3997 | 4.5003 | 23570936.18 | 1.6343 | 0.18657 | 43565.5753 | supermarket | 1

## between 6 and 8
Installed capacity | TECHNOLOGY | Name | Cost | Losses | Length | Total_Cost | Annual heat (GWh) | Capacity | Capcost | Source type | Ratio
0.18657 | S121 | Lidl Skärholmen | 3775.932 | 450.2595 | 6.8595 | 35927725.69 | 1.6343 | 0.18657 | 37759.3204 | supermarket | 1 | max | 11.4155
0.18657 | S131 | ICA Kvantum Farsta | 5364.7839 | 439.0246 | 6.6884 | 35031251.81 | 1.6343 | 0.18657 | 53647.8388 | supermarket | 1 | min | 0.12557
0.12557 | S199 | Kärrtorps skridskobana | 4440.1779 | 460.7719 | 7.1593 | 33605456.27 | 1.3 | 0.1484 | 44401.7793 | Ice rink | 0.84615 | mean | 4.6682
11.4155 | S214 | TeliaSonera LJHN2 | 100.0075 | 475.769 | 6.9408 | 46807186.49 | 100 | 11.4155 | 1000.0755 | Data center | 1
11.4155 | S226 | DigiPlex Stockholm 1 | 176.9616 | 492.7988 | 7.1892 | 48482616.92 | 100 | 11.4155 | 1769.6155 | Data center | 1
11.4155 | S234 | IP-Only Stockholm Sätra | 167.4031 | 466.1806 | 6.8009 | 45863863.29 | 100 | 11.4155 | 1674.031 | Data center | 1
11.4155 | S239 | Conapto Stockholm South | 112.2814 | 442.9617 | 6.4622 | 43579534.84 | 100 | 11.4155 | 1122.8139 | Data center | 1
0.1484 | S266 | Kymlinge | 4474.6292 | 410.3308 | 6.4673 | 28094133.34 | 1.1 | 0.12557 | 44746.2924 | subway station | 1.1818
0.18657 | S82 | Coop Konsum Kärrtorp | 4988.7989 | 431.585 | 6.575 | 34437618.1 | 1.6343 | 0.18657 | 49887.9893 | supermarket | 1
0.18657 | S99 | Lidl Farsta | 4555.7333 | 426.0758 | 6.4911 | 33998023.23 | 1.6343 | 0.18657 | 45557.3332 | supermarket | 1

## more than 8
Installed capacity | TECHNOLOGY | Name | Cost | Losses | Length | Total_Cost | Annual heat (GWh) | Capacity | Capcost | Source type | Ratio
11.4155 | S216 | TeliaSonera HDN/I | 135.723 | 866.1551 | 12.6359 | 85214224.32 | 100 | 11.4155 | 1357.2302 | Data center | 1 | max | 11.4155
11.4155 | S223 | Teracom DC | 93.594 | 1020.8348 | 14.8925 | 100431953.27 | 100 | 11.4155 | 935.9403 | Data center | 1 | min | 11.4155
11.4155 | S233 | Conapto Stockholm North | 127.2272 | 900.5115 | 13.1371 | 88594285.9 | 100 | 11.4155 | 1272.272 | Data center | 1 | mean | 11.4155

## Supermarket
Installed capacity | TECHNOLOGY | Name | Cost | Losses | Length | Total_Cost | Annual heat (GWh) | Capacity | Capcost | Source type | Ratio
0.18657 | S100 | Coop Konsum Gubbängen | 4360.1513 | 132.5298 | 2.019 | 10574997.9 | 1.6343 | 0.18657 | 43601.5127 | supermarket | 1 | Mean | 2.7439
0.18657 | S101 | ICA Riddaren | 3383.1642 | 79.1028 | 1.2051 | 6311875.92 | 1.6343 | 0.18657 | 33831.6416 | supermarket | 1 | Max | 6.8595
0.18657 | S102 | ICA Kvantum Liljeholmen | 4056.827 | 275.0762 | 4.1907 | 21949259.11 | 1.6343 | 0.18657 | 40568.2699 | supermarket | 1 | Min | 0.04519
0.37313 | S103 | Willys Liljeholmen | 2649.0909 | 291.3693 | 4.2507 | 28665546.78 | 3.2687 | 0.37313 | 26490.9087 | supermarket | 1
0.37313 | S104 | Hemköp Stockholm City | 2756.3607 | 167.265 | 2.4402 | 16455891.22 | 3.2687 | 0.37313 | 27563.607 | supermarket | 1
0.37313 | S106 | Stora Coop Bromma Blocks | 3991.7739 | 317.932 | 4.6382 | 31278837.92 | 3.2687 | 0.37313 | 39917.7394 | supermarket | 1
0.18657 | S108 | Coop Brommaplan | 4747.7295 | 222.0161 | 3.3823 | 17715415.56 | 1.6343 | 0.18657 | 47477.2951 | supermarket | 1
0.18657 | S110 | Coop Odengatan | 3610.9668 | 75.9862 | 1.1576 | 6063192.93 | 1.6343 | 0.18657 | 36109.6682 | supermarket | 1
0.18657 | S110 | Coop Odengatan | 3761.4108 | 26.384 | 0.40195 | 2105268.05 | 1.6343 | 0.18657 | 37614.1077 | supermarket | 1
0.18657 | S111 | Hemköp Karlbergsvägen | 4048.7921 | 75.7328 | 1.1538 | 6042975.64 | 1.6343 | 0.18657 | 40487.9209 | supermarket | 1
0.18657 | S112 | ICA Mathörnan | 4220.5601 | 128.2868 | 1.9544 | 10236437.08 | 1.6343 | 0.18657 | 42205.6009 | supermarket | 1
0.18657 | S114 | Hemköp Sköndal | 3071.3162 | 78.9925 | 1.2034 | 6303076.7 | 1.6343 | 0.18657 | 30713.1617 | supermarket | 1
0.18657 | S115 | Matdax Högdalen | 2607.0755 | 91.4352 | 1.393 | 7295923.09 | 1.6343 | 0.18657 | 26070.7549 | supermarket | 1
0.18657 | S116 | ICA Supermarket Högdalen | 2648.5044 | 117.6584 | 1.7925 | 9388358.93 | 1.6343 | 0.18657 | 26485.0443 | supermarket | 1
0.18657 | S117 | Coop Konsum | 1673.0534 | 7.8236 | 0.11919 | 624273.91 | 1.6343 | 0.18657 | 16730.5342 | supermarket | 1
0.18657 | S118 | Coop Konsum Bagarmossen | 4702.7992 | 725.7198 | 1.0561 | 57907625.01 | 1.6343 | 0.18657 | 47027.9921 | supermarket | 1
0.18657 | S119 | Coop Konsum Hammarbyhöden | 4410.8896 | 216.5779 | 3.2995 | 17281477.37 | 1.6343 | 0.18657 | 44108.8963 | supermarket | 1
0.18657 | S11 | Coop Storsjövägen | 2645.8987 | 105.1697 | 1.6022 | 8391846.19 | 1.6343 | 0.18657 | 26458.987 | supermarket | 1
0.18657 | S120 | ICA Kvantum Skärholmen | 3815.9957 | 383.6586 | 5.8449 | 30613410.04 | 1.6343 | 0.18657 | 38159.9566 | supermarket | 1
0.18657 | S121 | Lidl Skärholmen | 3775.932 | 450.2595 | 6.8595 | 35927725.69 | 1.6343 | 0.18657 | 37759.3204 | supermarket | 1
0.37313 | S123 | Willys S:t Eriksgatan | 4262.6802 | 161.6708 | 2.3585 | 15905529.42 | 3.2687 | 0.37313 | 42626.8021 | supermarket | 1
0.18657 | S124 | Picard Sveavägen | 5181.8475 | 60.5792 | 0.9229 | 4833814.86 | 1.6343 | 0.18657 | 51818.475 | supermarket | 1
0.18657 | S125 | Picard Karlavägen | 3662.5587 | 196.9614 | 3.0006 | 15716209.66 | 1.6343 | 0.18657 | 36625.5873 | supermarket | 1
0.18657 | S126 | ICA Kvantum Värtan | 4772.1198 | 189.6832 | 2.8897 | 15135460.51 | 1.6343 | 0.18657 | 47721.1979 | supermarket | 1
0.18657 | S127 | Hemköp Birger Jarlsgatan | 3220.1361 | 52.7037 | 0.80292 | 4205403.22 | 1.6343 | 0.18657 | 32201.3606 | supermarket | 1
0.18657 | S128 | Hemköp Torsplan | 2692.2699 | 56.6539 | 0.8631 | 4520604.18 | 1.6343 | 0.18657 | 26922.6988 | supermarket | 1
0.093284 | S129 | ICA Nära Bandhagen | 2963.6234 | 18.0682 | 0.29239 | 1105830.07 | 0.81716 | 0.093284 | 29636.2342 | supermarket | 1
0.18657 | S12 | Coop Rådmansgatan | 4490.1671 | 104.9859 | 1.5994 | 8377180.8 | 1.6343 | 0.18657 | 44901.6715 | supermarket | 1
0.18657 | S130 | ICA Supermarket Hammarby Alle | 942.4348 | 11.0177 | 0.16785 | 879137.31 | 1.6343 | 0.18657 | 9424.3483 | supermarket | 1
0.18657 | S131 | ICA Kvantum Farsta | 5364.7839 | 439.0246 | 6.6884 | 35031251.81 | 1.6343 | 0.18657 | 53647.8388 | supermarket | 1
0.18657 | S132 | Lidl S:t Eriksgatan | 3008.6119 | 161.7941 | 2.4649 | 12910093.45 | 1.6343 | 0.18657 | 30086.119 | supermarket | 1
0.18657 | S133 | MatDax Hagsätra | 3312.3582 | 325.2784 | 4.9555 | 25955056.02 | 1.6343 | 0.18657 | 33123.5823 | supermarket | 1
0.18657 | S138 | Picard Götgatan | 4828.6052 | 169.3486 | 2.58 | 13512893.02 | 1.6343 | 0.18657 | 48286.0521 | supermarket | 1
0.37313 | S13 | Stora Coop Västberga | 2155.2625 | 130.7884 | 1.908 | 12867243.83 | 3.2687 | 0.37313 | 21552.625 | supermarket | 1
0.18657 | S140 | Coop Renstiernas Gata | 4473.5742 | 219.6557 | 3.3464 | 17527070.11 | 1.6343 | 0.18657 | 44735.7423 | supermarket | 1
0.18657 | S142 | Lidl Rågsvedsvägen | 4434.1933 | 228.0898 | 3.4749 | 18200054.09 | 1.6343 | 0.18657 | 44341.9326 | supermarket | 1
0.18657 | S143 | KTH T-Snabben | 3142.2114 | 51.4283 | 0.78349 | 4103635.92 | 1.6343 | 0.18657 | 31422.1141 | supermarket | 1
0.18657 | S144 | Hemköp Basgränd | 2378.4057 | 22.2441 | 0.33888 | 1774930.31 | 1.6343 | 0.18657 | 23784.0568 | supermarket | 1
0.37313 | S145 | Willys Hemma Torsplan | 2500.8918 | 66.396 | 0.96862 | 6532182.59 | 3.2687 | 0.37313 | 25008.9178 | supermarket | 1
0.18657 | S148 | Netto Skärholmen | 3836.4177 | 385.7118 | 5.8762 | 30777243.32 | 1.6343 | 0.18657 | 38364.1766 | supermarket | 1
0.18657 | S149 | Lidl Vantörsvägen | 3416.612 | 55.9194 | 0.85191 | 4461995.04 | 1.6343 | 0.18657 | 34166.12 | supermarket | 1
0.18657 | S14 | ICA Supermarket Årsta | 4640.0706 | 596.6998 | 4.0905 | 47612683.59 | 1.6343 | 0.18657 | 46400.7062 | supermarket | 1
0.18657 | S150 | ICA Supermarket Tellusborgsvägen | 2209.9072 | 51.6705 | 0.78718 | 4122962.83 | 1.6343 | 0.18657 | 22099.0721 | supermarket | 1
0.18657 | S151 | Coop Konsum Lugnets Alle | 2783.3308 | 71.5857 | 1.0906 | 5712061.77 | 1.6343 | 0.18657 | 27833.3082 | supermarket | 1
0.18657 | S152 | Hemköp Djurgårdsstaden | 4672.534 | 54.625 | 0.83219 | 4358708.84 | 1.6343 | 0.18657 | 46725.3404 | supermarket | 1
0.18657 | S153 | Hemköp Gullmarsplan | 1595.8507 | 22.3878 | 0.34107 | 1786400.73 | 1.6343 | 0.18657 | 15958.5069 | supermarket | 1
0.18657 | S154 | Lidl Östermalm | 3973.5077 | 222.9738 | 3.3969 | 17791832.68 | 1.6343 | 0.18657 | 39735.0774 | supermarket | 1
0.18657 | S157 | Lidl Hanstavägen | 3813.5889 | 320.9999 | 4.8903 | 25613666.89 | 1.6343 | 0.18657 | 38135.8891 | supermarket | 1
0.18657 | S158 | Goodstore | 4389.9733 | 236.0795 | 3.5966 | 18837579.18 | 1.6343 | 0.18657 | 43899.7325 | supermarket | 1
0.18657 | S159 | ICA Kvantum Kungsholmen | 2053.0313 | 9.6005 | 0.14626 | 766056.74 | 1.6343 | 0.18657 | 20530.3126 | supermarket | 1
0.18657 | S15 | ICA Supermarket Sandsborg | 3953.8944 | 305.0757 | 4.6477 | 24343016.19 | 1.6343 | 0.18657 | 39538.9441 | supermarket | 1
0.18657 | S160 | Coop Hötorget | 3707.7955 | 147.3782 | 2.2452 | 11759803.67 | 1.6343 | 0.18657 | 37077.9547 | supermarket | 1
0.093284 | S161 | ICA Nära Karlaplan | 4578.3495 | 244.2361 | 3.9524 | 14947975.25 | 0.81716 | 0.093284 | 45783.4948 | supermarket | 1
0.18657 | S162 | Coop Erik Dahlbergsgatan | 3800.6429 | 222.1599 | 3.3845 | 17726885.99 | 1.6343 | 0.18657 | 38006.4286 | supermarket | 1
0.093284 | S163 | ICA Nära Abrahamsberg | 3968.3041 | 84.6771 | 1.3703 | 5182488.68 | 0.81716 | 0.093284 | 39683.0406 | supermarket | 1
0.18657 | S165 | ICA Gärdet | 5326.7079 | 298.9088 | 4.5538 | 23850940.26 | 1.6343 | 0.18657 | 53267.079 | supermarket | 1
0.093284 | S166 | ICA Nära Roslagstull | 3757.9705 | 68.7333 | 1.1123 | 4206685.09 | 0.81716 | 0.093284 | 37579.7054 | supermarket | 1
0.18657 | S167 | ICA Banér | 3683.1038 | 344.463 | 5.2478 | 27485860.08 | 1.6343 | 0.18657 | 36831.038 | supermarket | 1
0.18657 | S168 | Coop Järntorget | 3921.4339 | 293.4023 | 4.4699 | 23411554.92 | 1.6343 | 0.18657 | 39214.3391 | supermarket | 1
0.093284 | S170 | Coop Nära S:t Eriksplan | 5322.4886 | 186.5844 | 3.0194 | 11419522.99 | 0.81716 | 0.093284 | 53224.8863 | supermarket | 1
0.18657 | S174 | Coop Grindsgatan | 5090.9688 | 249.9702 | 3.8082 | 19945967.86 | 1.6343 | 0.18657 | 50909.6885 | supermarket | 1
0.18657 | S176 | ICA Gillet | 3225.4762 | 196.0811 | 2.9872 | 15645972.94 | 1.6343 | 0.18657 | 32254.7623 | supermarket | 1
0.18657 | S177 | Coop Södra Station | 3453.5252 | 218.0193 | 3.3214 | 17396495.86 | 1.6343 | 0.18657 | 34535.2523 | supermarket | 1
0.18657 | S179 | Coop Nytorgsgatan | 4034.03 | 226.37 | 3.4487 | 18062827.97 | 1.6343 | 0.18657 | 40340.3 | supermarket | 1
0.093284 | S181 | ICA Nära Årsta | 4620.3131 | 176.0533 | 2.849 | 10774988.09 | 0.81716 | 0.093284 | 46203.1308 | supermarket | 1
0.18657 | S182 | Coop Kristineberg | 2932.0195 | 34.2772 | 0.5222 | 2735093.86 | 1.6343 | 0.18657 | 29320.1947 | supermarket | 1
0.093284 | S185 | ICA Nära Humlegården | 5149.4211 | 94.183 | 1.5241 | 5764279.57 | 0.81716 | 0.093284 | 51494.2106 | supermarket | 1
0.18657 | S186 | Lilla Coop Garnisonen | 4648.4468 | 326.0601 | 4.9674 | 26017436.3 | 1.6343 | 0.18657 | 46484.4679 | supermarket | 1
0.18657 | S18 | ICA Kvantum Åkermyntan | 4714.158 | 165.3347 | 2.5188 | 13192611.57 | 1.6343 | 0.18657 | 47141.5802 | supermarket | 1
0.093284 | S190 | ICA Nära Aspudden | 3497.9568 | 149.2813 | 2.4158 | 9136458 | 0.81716 | 0.093284 | 34979.5683 | supermarket | 1
0.093284 | S192 | Coop Nära Stadion | 5009.6476 | 152.7109 | 2.4712 | 9346361.09 | 0.81716 | 0.093284 | 50096.4758 | supermarket | 1
0.18657 | S194 | Coop Centralen | 3368.2527 | 204.7607 | 3.1195 | 16338545.63 | 1.6343 | 0.18657 | 33682.527 | supermarket | 1
0.093284 | S195 | ICA Nära Ynglingagatan | 3563.8781 | 119.5029 | 1.9339 | 7313931.75 | 0.81716 | 0.093284 | 35638.7807 | supermarket | 1
0.18657 | S19 | Lidl Åkermyntan | 4783.3793 | 123.0258 | 1.8742 | 9816640.48 | 1.6343 | 0.18657 | 47833.793 | supermarket | 1
0.18657 | S1 | Hemköp Älvsjöhallen | 2837.5578 | 287.9338 | 4.4473 | 23293393.85 | 1.6343 | 0.18657 | 28375.5777 | supermarket | 1
0.37313 | S20 | Stora Coop Vinsta | 5079.3894 | 385.2924 | 5.6209 | 37905905.83 | 3.2687 | 0.37313 | 50793.8939 | supermarket | 1
0.18657 | S21 | Coop Rådhuset Kungsholmsgatan | 634.3257 | 2.9663 | 0.04519 | 236688.8 | 1.6343 | 0.18657 | 6343.2573 | supermarket | 1
0.18657 | S23 | Coop Farsta Strand | 4727.7375 | 353.73 | 5.3889 | 28225309.65 | 1.6343 | 0.18657 | 47277.3751 | supermarket | 1
0.18657 | S24 | Caspian Foodstore | 4382.0272 | 225.4064 | 3.434 | 17985939.51 | 1.6343 | 0.18657 | 43820.2718 | supermarket | 1
0.18657 | S25 | Kista Grossen | 4195.8022 | 343.3615 | 5.231 | 27397972.58 | 1.6343 | 0.18657 | 41958.0215 | supermarket | 1
0.18657 | S26 | Coop Kista | 4248.6396 | 298.0161 | 4.5402 | 23779708.42 | 1.6343 | 0.18657 | 42486.3957 | supermarket | 1
0.18657 | S27 | ICA Kvantum Kista Galleria | 4047.9747 | 321.7994 | 4.9025 | 25677461.32 | 1.6343 | 0.18657 | 40479.7467 | supermarket | 1
0.18657 | S28 | Hemköp Sjövikshallen | 2296.0093 | 85.8939 | 1.3086 | 6853761.79 | 1.6343 | 0.18657 | 22960.093 | supermarket | 1
0.18657 | S29 | Lidl Sveavägen | 4630.3775 | 119.0907 | 1.8143 | 9502644.15 | 1.6343 | 0.18657 | 46303.7751 | supermarket | 1
0.18657 | S2 | ICA Kvantum BEA Livsmedel | 3333.221 | 155.8701 | 2.3746 | 12437396.72 | 1.6343 | 0.18657 | 33332.2101 | supermarket | 1
0.18657 | S30 | ICA Supermarket Vanadis | 2702.314 | 113.7305 | 1.7326 | 9074938.77 | 1.6343 | 0.18657 | 27023.1404 | supermarket | 1
0.37313 | S31 | ICA Maxi Lindhagen | 1483.6442 | 16.8811 | 0.24627 | 1660796.39 | 3.2687 | 0.37313 | 14836.4419 | supermarket | 1
0.18657 | S32 | Coop Konsum Bondegatan | 3819.0973 | 339.3227 | 5.1694 | 27075700.74 | 1.6343 | 0.18657 | 38190.9734 | supermarket | 1
0.18657 | S33 | Coop Reimersholme | 3995.9281 | 214.8889 | 3.2737 | 17146712.96 | 1.6343 | 0.18657 | 39959.2806 | supermarket | 1
0.18657 | S35 | Hemköp Örby | 3360.8549 | 117.8717 | 1.7957 | 9405381.25 | 1.6343 | 0.18657 | 33608.5491 | supermarket | 1
0.18657 | S36 | Coop Norrtull | 2913.1789 | 122.605 | 1.8678 | 9783067.2 | 1.6343 | 0.18657 | 29131.7887 | supermarket | 1
0.18657 | S37 | ICA Supermarket Baronen | 2553.7261 | 47.7675 | 0.72772 | 3811532.93 | 1.6343 | 0.18657 | 25537.2606 | supermarket | 1
0.18657 | S39 | Hemköp Wasahallen | 2876.1528 | 13.4496 | 0.2049 | 1073191.75 | 1.6343 | 0.18657 | 28761.5276 | supermarket | 1
0.18657 | S3 | Hemköp Gesters | 2957.6468 | 48.4075 | 0.73747 | 3862599.89 | 1.6343 | 0.18657 | 29576.4675 | supermarket | 1
0.18657 | S40 | ICA HM:s Livs | 3151.8219 | 140.018 | 2.1331 | 11172507.5 | 1.6343 | 0.18657 | 31518.2193 | supermarket | 1
0.18657 | S41 | Coop Odengatan | 3610.9668 | 75.9862 | 1.1576 | 6063192.93 | 1.6343 | 0.18657 | 36109.6682 | supermarket | 1
0.18657 | S41 | Coop Odengatan | 3761.4108 | 26.384 | 0.40195 | 2105268.05 | 1.6343 | 0.18657 | 37614.1077 | supermarket | 1
0.18657 | S42 | Coop Engströms Livs | 5210.4025 | 255.8345 | 3.8975 | 20413898.31 | 1.6343 | 0.18657 | 52104.0247 | supermarket | 1
0.18657 | S43 | ICA Smelivs | 4466.8499 | 219.3256 | 3.3413 | 17500724.82 | 1.6343 | 0.18657 | 44668.4991 | supermarket | 1
0.18657 | S47 | ICA Södra Station | 4599.783 | 376.4211 | 5.7346 | 30035908.26 | 1.6343 | 0.18657 | 45997.83 | supermarket | 1
0.18657 | S48 | Matdax Hökarängen | 3363.681 | 39.3236 | 0.59908 | 3137763.36 | 1.6343 | 0.18657 | 33636.81 | supermarket | 1
0.18657 | S49 | Hemköp Telefonplan | 3895.3692 | 18.2158 | 0.27751 | 1453496.55 | 1.6343 | 0.18657 | 38953.6922 | supermarket | 1
0.18657 | S50 | Lidl Stockholms södra | 2908.3589 | 170.003 | 2.5899 | 13565112.29 | 1.6343 | 0.18657 | 29083.5893 | supermarket | 1
0.18657 | S51 | ICA Supermarket Hagsätra | 3313.4544 | 325.386 | 4.9571 | 25963645.73 | 1.6343 | 0.18657 | 33134.5444 | supermarket | 1
0.18657 | S53 | ICA Supermarket Fridhemsplan | 4933.7694 | 138.4295 | 2.1089 | 11045756.66 | 1.6343 | 0.18657 | 49337.6937 | supermarket | 1
0.18657 | S54 | Hemköp Skanstull | 5056.3229 | 94.5787 | 1.4409 | 7546753.5 | 1.6343 | 0.18657 | 50563.2286 | supermarket | 1
0.37313 | S56 | Willys Skanstull | 2994.9407 | 170.3838 | 2.4857 | 16762734.25 | 3.2687 | 0.37313 | 29949.4068 | supermarket | 1
0.18657 | S57 | Coop Medborgarplatsen | 4953.3382 | 301.1202 | 4.5874 | 24027396.22 | 1.6343 | 0.18657 | 49533.382 | supermarket | 1
0.18657 | S58 | Hemköp Fatburen | 3571.1853 | 225.4471 | 3.4346 | 17989186.82 | 1.6343 | 0.18657 | 35711.8531 | supermarket | 1
0.18657 | S59 | ICA Lansen | 4887.5179 | 137.1318 | 2.0892 | 10942208.57 | 1.6343 | 0.18657 | 48875.1791 | supermarket | 1
0.18657 | S5 | ICA Esplanaden | 3816.183 | 205.2228 | 3.1265 | 16375418.6 | 1.6343 | 0.18657 | 38161.8301 | supermarket | 1
0.18657 | S60 | Coop Älvsjö | 3858.8734 | 252.6313 | 3.8487 | 20158301.67 | 1.6343 | 0.18657 | 38588.7338 | supermarket | 1
0.18657 | S61 | Hemköp Hornstull | 3962.1192 | 138.9592 | 2.117 | 11088024.41 | 1.6343 | 0.18657 | 39621.1917 | supermarket | 1
0.18657 | S62 | Lidl Kungsholmen | 5342.5495 | 174.882 | 2.6643 | 13954425.82 | 1.6343 | 0.18657 | 53425.495 | supermarket | 1
0.18657 | S63 | ICA Supermarket Matmäster | 4570.7762 | 256.4896 | 3.9075 | 20466169.91 | 1.6343 | 0.18657 | 45707.7615 | supermarket | 1
0.18657 | S64 | Coop Vintertullen | 3961.648 | 314.9368 | 4.7979 | 25129866.37 | 1.6343 | 0.18657 | 39616.4797 | supermarket | 1
0.18657 | S65 | Coop Zinken | 4196.2557 | 107.9253 | 1.6442 | 8611722.16 | 1.6343 | 0.18657 | 41962.557 | supermarket | 1
0.37313 | S67 | Willys Mariatorget | 4664.4998 | 159.2196 | 2.3228 | 15664371.04 | 3.2687 | 0.37313 | 46644.9977 | supermarket | 1
0.18657 | S68 | ICA Supermarket Kungsholmstorg | 3045.0162 | 28.4786 | 0.43386 | 2272401.04 | 1.6343 | 0.18657 | 30450.162 | supermarket | 1
0.18657 | S69 | ICA Hägerstensåsen | 740.4163 | 8.6559 | 0.13187 | 690687.15 | 1.6343 | 0.18657 | 7404.1633 | supermarket | 1
0.18657 | S6 | ICA Supermarket Alviks Torg | 2367.6675 | 44.2873 | 0.6747 | 3533833.45 | 1.6343 | 0.18657 | 23676.6748 | supermarket | 1
0.18657 | S70 | Coop Aspudden | 3532.9337 | 305.6369 | 4.6563 | 24387798 | 1.6343 | 0.18657 | 35329.3367 | supermarket | 1
0.18657 | S71 | ICA Supermarket Fältöversten | 4914.7494 | 275.7917 | 4.2016 | 22006349.4 | 1.6343 | 0.18657 | 49147.4944 | supermarket | 1
0.18657 | S74 | Coop Sockenplan | 3764.5329 | 96.8216 | 1.475 | 7725723.57 | 1.6343 | 0.18657 | 37645.3292 | supermarket | 1
0.18657 | S75 | ICA Globen | 3613.2466 | 194.3095 | 2.9602 | 15504609.12 | 1.6343 | 0.18657 | 36132.4662 | supermarket | 1
0.18657 | S76 | Coop Östgötagatan | 3840.9343 | 134.709 | 2.0522 | 10748887.4 | 1.6343 | 0.18657 | 38409.3426 | supermarket | 1
0.18657 | S78 | Netto Aspudeen | 5250.0539 | 270.0567 | 4.1142 | 21548737.07 | 1.6343 | 0.18657 | 52500.5388 | supermarket | 1
0.18657 | S79 | Lidl Akalla | 3348.5867 | 46.9766 | 0.71567 | 3748419.42 | 1.6343 | 0.18657 | 33485.867 | supermarket | 1
0.18657 | S7 | ICA Supermarket Bromma | 3266.3983 | 206.2061 | 3.1415 | 16453878.41 | 1.6343 | 0.18657 | 32663.9828 | supermarket | 1
0.18657 | S80 | Matpressen Marieberg | 4316.3347 | 232.1195 | 3.5363 | 18521592.62 | 1.6343 | 0.18657 | 43163.3467 | supermarket | 1
0.18657 | S81 | ICA Axelsberg | 3114.3349 | 174.7612 | 2.6624 | 13944788.56 | 1.6343 | 0.18657 | 31143.3489 | supermarket | 1
0.18657 | S82 | Coop Konsum Kärrtorp | 4988.7989 | 431.585 | 6.575 | 34437618.1 | 1.6343 | 0.18657 | 49887.9893 | supermarket | 1
0.18657 | S83 | Lidl Södra Hammarbyhamnen | 3155.9916 | 73.7912 | 1.1242 | 5888046.36 | 1.6343 | 0.18657 | 31559.9161 | supermarket | 1
0.18657 | S84 | Coop Fruängen | 2461.1152 | 149.6146 | 2.2793 | 11938249.96 | 1.6343 | 0.18657 | 24611.1518 | supermarket | 1
0.18657 | S85 | Hemköp Hässelby Strand | 4522.085 | 296.0502 | 4.5102 | 23622841.16 | 1.6343 | 0.18657 | 45220.8496 | supermarket | 1
0.18657 | S86 | ICA Bredäng | 2689.3993 | 251.5266 | 3.8319 | 20070152.22 | 1.6343 | 0.18657 | 26893.9934 | supermarket | 1
0.18657 | S87 | Hemköp Bredäng | 2710.8126 | 253.5292 | 3.8624 | 20229952.52 | 1.6343 | 0.18657 | 27108.1257 | supermarket | 1
0.093284 | S88 | Coop Nära Östberga | 5168.2857 | 133.9147 | 2.1671 | 8195978.64 | 0.81716 | 0.093284 | 51682.8568 | supermarket | 1
0.18657 | S89 | ICA Hässelbygård | 3334.8478 | 296.2976 | 4.514 | 23642587.08 | 1.6343 | 0.18657 | 33348.4782 | supermarket | 1
0.18657 | S90 | Matkanonen Kista | 3960.8075 | 342.6526 | 5.2202 | 27341406.1 | 1.6343 | 0.18657 | 39608.0754 | supermarket | 1
0.18657 | S91 | Hemköp Östermalm | 3797.6376 | 213.1049 | 3.2466 | 17004354.02 | 1.6343 | 0.18657 | 37976.3757 | supermarket | 1
0.18657 | S93 | Coop Liljeholmen | 4430.5753 | 300.4185 | 4.5768 | 23971405.87 | 1.6343 | 0.18657 | 44305.7535 | supermarket | 1
0.37313 | S94 | Prisma Skärholmen | 2217.7969 | 386.9266 | 5.6447 | 38066678.1 | 3.2687 | 0.37313 | 22177.969 | supermarket | 1
0.18657 | S96 | Lidl Liljeholmen | 4356.5575 | 295.3997 | 4.5003 | 23570936.18 | 1.6343 | 0.18657 | 43565.5753 | supermarket | 1
0.18657 | S99 | Lidl Farsta | 4555.7333 | 426.0758 | 6.4911 | 33998023.23 | 1.6343 | 0.18657 | 45557.3332 | supermarket | 1

## Data center
Installed capacity | TECHNOLOGY | Name | Cost | Losses | Length | Total_Cost | Annual heat (GWh) | Capacity | Capcost | Source type | Ratio
11.4155 | S214 | TeliaSonera LJHN2 | 100.0075 | 475.769 | 6.9408 | 46807186.49 | 100 | 11.4155 | 1000.0755 | Data center | 1 | Mean | 4.4439
11.4155 | S216 | TeliaSonera HDN/I | 135.723 | 866.1551 | 7.6359 | 85214224.32 | 100 | 11.4155 | 1357.2302 | Data center | 1 | Max | 8.1371
11.4155 | S216 | TeliaSonera HDN/I | 148.9113 | 241.8996 | 3.529 | 23798611.49 | 100 | 11.4155 | 1489.1131 | Data center | 1 | Min | 0.11496
11.4155 | S219 | Lajka | 93.9741 | 326.6765 | 4.7657 | 32139144.89 | 100 | 11.4155 | 939.7411 | Data center | 1
11.4155 | S220 | Stockholm 2 | 172.5769 | 360.4414 | 5.2583 | 35461007.47 | 100 | 11.4155 | 1725.769 | Data center | 1
11.4155 | S221 | IP-Only Stockholm Gärdet | 107.3072 | 286.3757 | 4.1778 | 28174260.72 | 100 | 11.4155 | 1073.0718 | Data center | 1
11.4155 | S222 | Teknik i Media Datacenter | 86.518 | 220.8557 | 3.222 | 21728263.95 | 100 | 11.4155 | 865.18 | Data center | 1
11.4155 | S223 | Teracom DC | 93.594 | 1020.8348 | 7.8925 | 100431953.27 | 100 | 11.4155 | 935.9403 | Data center | 1
11.4155 | S224 | Equinix Stockholm | 79.983 | 306.2605 | 4.4679 | 30130570.56 | 100 | 11.4155 | 799.8297 | Data center | 1
11.4155 | S225 | Verizon Stockholm | 100.0399 | 394.1309 | 5.7498 | 38775451.81 | 100 | 11.4155 | 1000.3987 | Data center | 1
11.4155 | S226 | DigiPlex Stockholm 1 | 176.9616 | 492.7988 | 7.1892 | 48482616.92 | 100 | 11.4155 | 1769.6155 | Data center | 1
11.4155 | S227 | IP-Only Stockholm Hammarby | 33.9567 | 7.8802 | 0.11496 | 775267.6 | 100 | 11.4155 | 339.5672 | Data center | 1
11.4155 | S228 | Portlane Sickla | 30.9731 | 68.2838 | 0.99616 | 6717906.95 | 100 | 11.4155 | 309.7309 | Data center | 1
11.4155 | S229 | High Sec Hosting | 54.521 | 44.2834 | 0.64603 | 4356699.12 | 100 | 11.4155 | 545.2098 | Data center | 1
11.4155 | S230 | IP-Only Stockholm Järfälla | 151.3144 | 193.1312 | 2.8175 | 19000665.33 | 100 | 11.4155 | 1513.1439 | Data center | 1
11.4155 | S231 | NSC DC02 | 46.9077 | 81.6422 | 1.191 | 8032139.26 | 100 | 11.4155 | 469.0769 | Data center | 1
11.4155 | S233 | Conapto Stockholm North | 127.2272 | 900.5115 | 8.1371 | 88594285.9 | 100 | 11.4155 | 1272.272 | Data center | 1
11.4155 | S234 | IP-Only Stockholm Sätra | 167.4031 | 466.1806 | 6.8009 | 45863863.29 | 100 | 11.4155 | 1674.031 | Data center | 1
11.4155 | S235 | FULLIPCOM-sweden | 150.5163 | 227.0421 | 3.3122 | 22336892.17 | 100 | 11.4155 | 1505.1629 | Data center | 1
11.4155 | S236 | Interoute Stockholm | 89.6324 | 364.0092 | 5.3104 | 35812022.38 | 100 | 11.4155 | 896.3238 | Data center | 1
11.4155 | S237 | TelecityGroup Stockholm2 | 76.1695 | 247.4677 | 3.6102 | 24346410.64 | 100 | 11.4155 | 761.6948 | Data center | 1
11.4155 | S238 | TelecityGroup Stockholm3 | 77.7407 | 54.1227 | 0.78957 | 5324704.64 | 100 | 11.4155 | 777.4069 | Data center | 1
11.4155 | S239 | Conapto Stockholm South | 112.2814 | 442.9617 | 6.4622 | 43579534.84 | 100 | 11.4155 | 1122.8139 | Data center | 1
11.4155 | S240 | Portlane Västberga | 124.0095 | 187.0586 | 2.7289 | 18403231.79 | 100 | 11.4155 | 1240.0947 | Data center | 1
11.4155 | S241 | Avania Stockholm STO-01 | 80.1849 | 334.4902 | 4.8797 | 32907871 | 100 | 11.4155 | 801.8487 | Data center | 1
11.4155 | S242 | GTT Stockholm | 89.6324 | 364.0092 | 5.3104 | 35812022.38 | 100 | 11.4155 | 896.3238 | Data center | 1
11.4155 | S243 | Sungard Stockholm Nord | 107.7509 | 325.0677 | 4.7423 | 31980867.84 | 100 | 11.4155 | 1077.5092 | Data center | 1
11.4155 | S244 | Verizon Stockholm | 100.0399 | 394.1309 | 5.7498 | 38775451.81 | 100 | 11.4155 | 1000.3987 | Data center | 1

## Ice rink
Installed capacity | TECHNOLOGY | Name | Cost | Losses | Length | Total_Cost | Annual heat (GWh) | Capacity | Capcost | Source type | Ratio
0.12557 | S199 | Kärrtorps skridskobana | 4440.1779 | 460.7719 | 7.1593 | 33605456.27 | 1.3 | 0.1484 | 44401.7793 | Ice rink | 0.84615 | Mean | 3.6378
0.12557 | S201 | Götatranebergs ishall | 4698.0823 | 47.7976 | 0.74266 | 3486020 | 1.3 | 0.1484 | 46980.8234 | Ice rink | 0.84615 | Max | 7.1593
0.12557 | S204 | Mälarhöjdens ishall | 5384.4714 | 219.1233 | 3.4047 | 15981307.74 | 1.3 | 0.1484 | 53844.7138 | Ice rink | 0.84615 | Min | 0.74266
0.12557 | S205 | Segeltorpshallen ishall | 151.4731 | 316.3643 | 4.6153 | 31124607.15 | 1.3 | 0.1484 | 1514.7309 | Ice rink | 0.84615
0.12557 | S206 | Gubbängen bandyhall | 198.2954 | 368.1392 | 5.3706 | 36218336.53 | 1.3 | 0.1484 | 1982.9539 | Ice rink | 0.84615
0.12557 | S207 | Hovet | 2921.2977 | 160.4926 | 2.4937 | 11705199.53 | 1.3 | 0.1484 | 29212.9766 | Ice rink | 0.84615
0.12557 | S210 | Danicahallen | 4885.4977 | 178.9356 | 2.7802 | 13050302.15 | 1.3 | 0.1484 | 48854.9773 | Ice rink | 0.84615
0.12557 | S212 | Ericsson Globe | 2971.0272 | 163.2247 | 2.5361 | 11904458.34 | 1.3 | 0.1484 | 29710.2721 | Ice rink | 0.84615

## Sewage treatment
Installed capacity | TECHNOLOGY | Name | Cost | Losses | Length | Total_Cost | Annual heat (GWh) | Capacity | Capcost | Source type | Ratio
2.0548 | S245 | Bromma reningsverk | 628.6906 | 341.399 | 4.9805 | 33587578.95 | 18 | 2.0548 | 6286.9058 | Sewage treatment | 1
2.0548 | S246 | Henriksdals reningsverk | 476.2285 | 258.6073 | 3.7727 | 25442346.06 | 18 | 2.0548 | 4762.2853 | Sewage treatment | 1

## Subway station
Installed capacity | TECHNOLOGY | Name | Cost | Losses | Length | Total_Cost | Annual heat (GWh) | Capacity | Capcost | Source type | Ratio
2.0548 | S246 | Tensta | 7365.9829 | 243.1701 | 3.8327 | 16649139.53 | 1.1 | 0.12557 | 73659.8294 | subway station | 16.3636 | Mean | 2.4467
0.12557 | S249 | Aspudden | 3088.7665 | 164.282 | 2.5893 | 11247905.25 | 1.1 | 0.12557 | 30887.6646 | subway station | 1 | Max | 6.9969
0.12557 | S249 | Zinkensdamm | 9991.03 | 91.6194 | 1.444 | 6272906.99 | 1.1 | 0.12557 | 99910.3004 | subway station | 1 | Min | 0.14458
0.1484 | S251 | Bergshamra | 1667.2127 | 9.1732 | 0.14458 | 628059.59 | 1.1 | 0.12557 | 16672.1273 | subway station | 1.1818
0.1484 | S252 | Danderyds sjukhus | 3245.8642 | 53.5772 | 0.84444 | 3668271.14 | 1.1 | 0.12557 | 32458.6416 | subway station | 1.1818
0.12557 | S258 | Hallonbergen | 2631.0418 | 67.5558 | 1.0648 | 4625347.42 | 1.1 | 0.12557 | 26310.4178 | subway station | 1
0.1484 | S261 | Husby | 4953.4191 | 118.1015 | 1.8614 | 8086060.89 | 1.1 | 0.12557 | 49534.1912 | subway station | 1.1818
0.126 | S262 | Huvudsta | 5371.227 | 167.4671 | 2.6395 | 11465975.46 | 1.1 | 0.12557 | 53712.2701 | subway station | 1.0034
0.126 | S263 | Hötorget (tidigare Kungsgatan) | 4434.8825 | 138.2732 | 2.1793 | 9467157.77 | 1.1 | 0.12557 | 44348.8246 | subway station | 1.0034
0.126 | S265 | Kungsträdgården | 4976.217 | 282.9229 | 4.4592 | 19370890.38 | 1.1 | 0.12557 | 49762.17 | subway station | 1.0034
0.1484 | S266 | Kymlinge | 4474.6292 | 410.3308 | 6.4673 | 28094133.34 | 1.1 | 0.12557 | 44746.2924 | subway station | 1.1818
0.126 | S271 | Midsommarkransen | 4941.5163 | 217.5096 | 3.4282 | 14892240.8 | 1.1 | 0.12557 | 49415.1627 | subway station | 1.0034
0.126 | S272 | Mälarhöjden | 4928.1121 | 117.4981 | 1.8519 | 8044749.2 | 1.1 | 0.12557 | 49281.121 | subway station | 1.0034
0.126 | S273 | Mörby centrum | 5014.611 | 36.7878 | 0.57982 | 2518754.4 | 1.1 | 0.12557 | 50146.1103 | subway station | 1.0034
0.126 | S277 | Rissne | 5331.9788 | 293.3707 | 4.6239 | 20086221.47 | 1.1 | 0.12557 | 53319.7879 | subway station | 1.0034
11.4 | S281 | Skanstull | 4532.6883 | 116.3834 | 1.8343 | 7968424.6 | 1.1 | 0.12557 | 45326.8828 | subway station | 90.7855
11.4 | S283 | Skärholmen | 4746.1155 | 443.931 | 6.9969 | 30394643.77 | 1.1 | 0.12557 | 47461.155 | subway station | 90.7855
0.126 | S286 | Solna centrum | 3406.3815 | 56.2267 | 0.8862 | 3849677.75 | 1.1 | 0.12557 | 34063.8152 | subway station | 1.0034
0.126 | S287 | Solna strand (tidigare Vreten) | 2793.0637 | 46.1031 | 0.72664 | 3156544.62 | 1.1 | 0.12557 | 27930.6372 | subway station | 1.0034
0.126 | S288 | Stadion | 4606.2665 | 143.6167 | 2.2636 | 9833011.82 | 1.1 | 0.12557 | 46062.665 | subway station | 1.0034
0.126 | S290 | Sundbybergs centrum | 3563.703 | 137.2549 | 2.1633 | 9397436.12 | 1.1 | 0.12557 | 35637.0305 | subway station | 1.0034
0.12557 | S291 | T-Centralen | 4154.7048 | 160.0171 | 2.5221 | 10955899.66 | 1.1 | 0.12557 | 41547.0481 | subway station | 1
0.12557 | S291 | T-Centralen | 4154.7048 | 160.0171 | 2.5221 | 10955899.66 | 1.1 | 0.12557 | 41547.0481 | subway station | 1
0.12557 | S291 | T-Centralen | 4154.7048 | 160.0171 | 2.5221 | 10955899.66 | 1.1 | 0.12557 | 41547.0481 | subway station | 1
0.126 | S292 | T-Centralen | 4154.7048 | 160.0171 | 2.5221 | 10955899.66 | 1.1 | 0.12557 | 41547.0481 | subway station | 1.0034
0.126 | S292 | T-Centralen | 4154.7048 | 160.0171 | 2.5221 | 10955899.66 | 1.1 | 0.12557 | 41547.0481 | subway station | 1.0034
0.126 | S292 | T-Centralen | 4154.7048 | 160.0171 | 2.5221 | 10955899.66 | 1.1 | 0.12557 | 41547.0481 | subway station | 1.0034
0.126 | S293 | T-Centralen | 4154.7048 | 160.0171 | 2.5221 | 10955899.66 | 1.1 | 0.12557 | 41547.0481 | subway station | 1.0034
0.126 | S293 | T-Centralen | 4154.7048 | 160.0171 | 2.5221 | 10955899.66 | 1.1 | 0.12557 | 41547.0481 | subway station | 1.0034
0.126 | S293 | T-Centralen | 4154.7048 | 160.0171 | 2.5221 | 10955899.66 | 1.1 | 0.12557 | 41547.0481 | subway station | 1.0034
0.126 | S294 | Tekniska högskolan | 2307.2642 | 16.9264 | 0.26678 | 1158899.83 | 1.1 | 0.12557 | 23072.6421 | subway station | 1.0034

## Final analysis distance
Distance | < 2 | 2<>4 | 4<>6 | 6<>8 | >8
Max connection volume | 11.42 | 11.42 | 11.42 | 11.42 | 11.42
Min connection volume | 0.09 | 0.09 | 1.23 | 2.56 | 11.42
Mean connection volume | 1.13 | 1.18 | 2.63 | 4.67 | 11.42
Source
Sources | Total | Selected
Supermarket | 188 | 136
Data center | 28 | 28
Ice rink | 14 | 8
Sewage treatment | 2 | 2
Subway station | 56 | 27
575.5382
532.5601
571.5315
530.0487
| Source | Installed capacity (MW) | Total capacity (MW)
| Supermarket | 28 | 37
| Data center | 319.6 | 319.6
| Ice rink | 1.19 | 2.1
| Sewage treatment | 4.1 | 4.1
| Subway station | 3.8 | 8
| Sea water | 766 | 900
| Source | LTLE | LTHE | HTLE | HTHE
| Supermarket | 28 | 0.5 | 26 | 0
| Data center | 319.6 | 319.6 | 319.6 | 319.6
| Ice rink | 1.19 | 2.1 | 1 | 0
| Sewage treatment | 4.1 | 4.1 | 4.1 | 0
| Subway station | 3.8 | 0 | 1.2 | 0
| Sea water | 766 | 319 | 576 | 247
| name | Temperature | Price | 2023 | 2030 | 2035 | 2040 | 2045 | 2050
| Sea Water Heat Pumps | Low | Low | 320 | 243 | 10.6436 | 321.1862 | 766.376 | 766.376
| Data Centre Heat Pumps | Low | Low | 0 | 200 | 575.5382 | 575.5382 | 575.5382 | 575.5382
| Sewage Treatment Heat Pumps | Low | Low | 220 | 250 | 250 | 250 | 250 | 250
| Low Temperature Sources Heat Pumps | Low | Low | 0 | 0 | 5.9003 | 18.0902 | 76.1405 | 76.1405
| Sea Water Heat Pumps | Low | High | 320 | 243.2 | 38.36 | 78.5436 | 251.8715 | 319.5616
| Data Centre Heat Pumps | Low | High | 0 | 200 | 532.5601 | 532.5601 | 532.5601 | 532.5601
| Sewage Treatment Heat Pumps | Low | High | 220 | 250 | 250 | 250 | 250 | 250
| Low Temperature Sources Heat Pumps | Low | High | 0 | 0 | 0.27905 | 0.27905 | 0.27905 | 0.59865
| Sea Water Heat Pumps | High | Low | 320 | 243 | 243.3333 | 320 | 498.8851 | 576.8851
| Data Centre Heat Pumps | High | Low | 0 | 200 | 546.1849 | 571.5315 | 571.5315 | 571.5315
| Sewage Treatment Heat Pumps | High | Low | 220 | 250 | 186.8558 | 250 | 250 | 250
| Low Temperature Sources Heat Pumps | High | Low | 0 | 0 | 0 | 13.4537 | 32.8534 | 69.7634
| Sea Water Heat Pumps | High | High | 320 | 243 | 10 | 0 | 197.3356 | 247.5221
| Data Centre Heat Pumps | High | High | 0 | 200 | 530.0487 | 530.0487 | 530.0487 | 530.0487
| Sewage Treatment Heat Pumps | High | High | 220 | 247.1931 | 220.3954 | 250 | 250 | 250
| Low Temperature Sources Heat Pumps | High | High | 0 | 0 | 0 | 0 | 0 | 0
| Sum of 2023 | Column Labels
|  | Data Centre Heat Pumps |  | Data Centre Heat Pumps Total | Low Temperature Sources Heat Pumps |  | Low Temperature Sources Heat Pumps Total | Sea Water Heat Pumps |  | Sea Water Heat Pumps Total | Sewage Treatment Heat Pumps |  | Sewage Treatment Heat Pumps Total | Grand Total
| Row Labels | High | Low |  | High | Low |  | High | Low |  | High | Low
| High | 0 | 0 | 0 | 0 | 0 | 0 | 320 | 320 | 640 | 220 | 220 | 440 | 1080
| Low | 0 | 0 | 0 | 0 | 0 | 0 | 320 | 320 | 640 | 220 | 220 | 440 | 1080
| Grand Total | 0 | 0 | 0 | 0 | 0 | 0 | 640 | 640 | 1280 | 440 | 440 | 880 | 2160
This chart isn't available in your version of Excel. Editing this shape or saving this workbook into a different file format will permanently break the chart.

## Sheet1
name | Temperature | Price | 2023 | 2030 | 2035 | 2040 | 2045 | 2050
Waste Incineration CHP | Low | Low | 354 | 526.6707 | 492.6707 | 366.6707 | 294.0946 | 248.6013
Electric Boilers | Low | Low | 430 | 129 | 125.2193 | 209.7832 | 320.0628 | 320.0628
Sea Water Heat Pumps | Low | Low | 320 | 243 | 10.6436 | 321.1862 | 766.376 | 766.376
Bio Pellets CHP | Low | Low | 185 | 185 | 93 | 0 | 0 | 0
Wood Chips CHP | Low | Low | 522 | 490 | 425 | 414 | 233.7454 | 319.9328
Bio Oil HOBs | Low | Low | 1714 | 1540 | 1114.2005 | 1151.3075 | 1207.618 | 1223.8361
Bio Oil CHP | Low | Low | 275 | 83 | 0 | 0 | 0 | 0
Data Centre Heat Pumps | Low | Low | 0 | 200 | 575.5382 | 575.5382 | 575.5382 | 575.5382
Sewage Treatment Heat Pumps | Low | Low | 220 | 250 | 250 | 250 | 250 | 250
Low Temperature Sources Heat Pumps | Low | Low | 0 | 0 | 5.9003 | 18.0902 | 76.1405 | 76.1405
Waste Incineration CHP | Low | High | 354 | 490.4081 | 456.4081 | 330.4081 | 276.4559 | 258.5939
Electric Boilers | Low | High | 430 | 129 | 126.1349 | 400 | 400 | 400
Sea Water Heat Pumps | Low | High | 320 | 243.2 | 38.36 | 78.5436 | 251.8715 | 319.5616
Bio Pellets CHP | Low | High | 185 | 185 | 93 | 0 | 0 | 0
Wood Chips CHP | Low | High | 522 | 490 | 508.516 | 814 | 900 | 900
Bio Oil HOBs | Low | High | 1714 | 1540 | 783 | 428.6613 | 415.1079 | 426.0836
Bio Oil CHP | Low | High | 275 | 83 | 0 | 0 | 0 | 0
Data Centre Heat Pumps | Low | High | 0 | 200 | 532.5601 | 532.5601 | 532.5601 | 532.5601
Sewage Treatment Heat Pumps | Low | High | 220 | 250 | 250 | 250 | 250 | 250
Low Temperature Sources Heat Pumps | Low | High | 0 | 0 | 0.27905 | 0.27905 | 0.27905 | 0.59865
Waste Incineration CHP | High | Low | 354 | 523.1338 | 489.1338 | 363.1338 | 285.1913 | 259.8045
Electric Boilers | High | Low | 430 | 129 | 11.2868 | 239.7601 | 389.6596 | 389.6596
Sea Water Heat Pumps | High | Low | 320 | 243 | 243.3333 | 320 | 498.8851 | 576.8851
Bio Pellets CHP | High | Low | 185 | 185 | 93 | 0 | 0 | 0
Wood Chips CHP | High | Low | 522 | 490 | 425 | 414 | 466.8834 | 441
Bio Oil HOBs | High | Low | 1714 | 1540 | 967.767 | 1159.8737 | 1229.3884 | 1248.3722
Bio Oil CHP | High | Low | 275 | 83 | 0 | 0 | 0 | 0
Data Centre Heat Pumps | High | Low | 0 | 200 | 546.1849 | 571.5315 | 571.5315 | 571.5315
Sewage Treatment Heat Pumps | High | Low | 220 | 250 | 186.8558 | 250 | 250 | 250
Low Temperature Sources Heat Pumps | High | Low | 0 | 0 | 0 | 13.4537 | 32.8534 | 69.7634
Waste Incineration CHP | High | High | 354 | 507.4232 | 473.4232 | 347.4232 | 316.6774 | 315.9209
Electric Boilers | High | High | 430 | 129 | 124.3056 | 400 | 400 | 400
Sea Water Heat Pumps | High | High | 320 | 243 | 10 | 0 | 197.3356 | 247.5221
Bio Pellets CHP | High | High | 185 | 185 | 93 | 0 | 0 | 0
Wood Chips CHP | High | High | 522 | 490 | 546.4033 | 877.2282 | 900 | 900
Bio Oil HOBs | High | High | 1714 | 1540 | 783 | 426.7606 | 426.8858 | 437.2696
Bio Oil CHP | High | High | 275 | 83 | 0 | 0 | 0 | 0
Data Centre Heat Pumps | High | High | 0 | 200 | 530.0487 | 530.0487 | 530.0487 | 530.0487
Sewage Treatment Heat Pumps | High | High | 220 | 247.1931 | 220.3954 | 250 | 250 | 250
Low Temperature Sources Heat Pumps | High | High | 0 | 0 | 0 | 0 | 0 | 0